## Spring Probe Map
Document released to manufacturing
TESTER BACK
|  | P180 |  | P179 |  | P177 |  |  | P175 |  |  | P173 |  |  | P171 |  |  | P169 |  |  | P167 |  |  | P165 |  |  | P163 |  |  | P161
|  | Relay |  | SMU/PSU |  | DAQ/MIO |  |  | SMU/PSU |  |  | DAQ/MIO |  |  | SMU/PSU | [5 empty] | SMU/PSU | [8 empty] | Relay |  |  | SYSTEM
PSU/SMU
|  |  |  | DAQ/MIO | [10 empty] | Digital |  |  | Flying Lead | [8 empty] | SMU/PSU | [5 empty] | MIO
P121 | Relay | [29 empty] | Relay | P120 | DIGITIZERS
|  |  |  | P178 |  | P176 |  |  | P174 |  |  | P172 |  |  | P170 |  |  | P168 |  |  | P166 |  |  | P164 |  |  | P162 | [5 empty] | DIGITAL
[13 empty] | Chassis 1 | [19 empty] | RELAY/MUX/SWITCH
P123 |  | SMU/PSU | P122 |  |  |  | PXIe-8881 | PXIe-6571 |  | PXIe-4163 | PXIe-4163 |  | PXIe-5172 | PXIe-5172 | PXI-2567 |  |  |  | PXIe-4139 | PXIe-4139 | PXIe-4139 | PXIe-4139 | PXIe-6368 | PXIe-8394 |  |  |  |  | P118 | DAQ/MIO | SMU/PSU | P119 | SOURCES/AWG
RF
[7 empty] | 01 | 02 | 03 | 04 | 05 | 06 | 07 | 08 | 09 | 10 | 11 | 12 | 13 | 14 | 15 | 16 | 17 | 18
P125 | SMU/PSU |  | P124 | [25 empty] | P116 |  | DAQ/MIO | P117
[5 empty] | PXIe-6368 | 18 |  | BB16 | BB15 | BB14 | BB13 | BB12 | BB11 | BB10 | BB09 | BB08 | BB07 | BB06 | BB05 | BB04 | BB03 | BB02 | BB01 |  | 01 | PXIe-8398
[6 empty] | 17 | 02: BL01; 17: BR16 | 02 | PXIe-6571 | [6 empty] | GP Spring Probe Block | Blocks 1-40 | Blocks 41-80
P127 | SMU/PSU |  | P126 |  | PXIe-4137 | 16 | 02: BL02; 17: BR15 | 03 |  |  |  | P114 |  | SMU/PSU | P115
[5 empty] | PXIe-4137 | 15 | 02: BL03; 17: BR14 | 04 | PXIe-4163
[5 empty] | PXIe-4137 | 14 | 02: BL04; 17: BR13 | 05 | PXIe-4163 | [6 empty] | Coax Spring Probe Block | Blocks 1-40 | Blocks 41-80
P129 | SMU/PSU | Flying Lead | P128 | Chassis 4 | PXIe-4137 | 13 | 02: BL05; 17: BR12 | 06 | PXIe-4163 |  | Chassis 3 | P112 |  | DAQ/MIO | P113
[6 empty] | 12 | 02: BL06; 17: BR11 | 07 | PXIe-5172
[6 empty] | 11 | 02: BL07; 17: BR10 | 08 | PXIe-5172
P131 | SMU/PSU | Digital | P130 |  |  | 10 | 02: BL08; 17: BR09 | 09 | PXI-2567 |  |  | P110 | Digital | SMU/PSU | P111
[5 empty] | PXI-2567 | 09 | 02: BL09; 17: BR08 | 10
[5 empty] | PXIe-5172 | 08 | 02: BL10; 17: BR07 | 11
P133 | DAQ/MIO |  | P132 |  | PXIe-5172 | 07 | 02: BL11; 17: BR06 | 12 |  |  |  | P108 | Flying Lead | SMU/PSU | P109
[5 empty] | PXIe-4163 | 06 | 02: BL12; 17: BR05 | 13 | PXIe-4137
[5 empty] | PXIe-4163 | 05 | 02: BL13; 17: BR04 | 14 | PXIe-4137
P135 | SMU/PSU |  | P134 |  | PXIe-4163 | 04 | 02: BL14; 17: BR03 | 15 | PXIe-4137 |  |  | P106 |  | SMU/PSU | P107
[6 empty] | 03 | 02: BL15; 17: BR02 | 16 | PXIe-4137
[5 empty] | PXIe-6571 | 02 | 02: BL16; 17: BR01 | 17 | PXIe-6368
P137 | DAQ/MIO |  | P136 |  | PXIe-8398 | 01 |  | BF01 | BF02 | BF03 | BF04 | BF05 | BF06 | BF07 | BF08 | BF09 | BF10 | BF11 | BF12 | BF13 | BF14 | BF15 | BF16 |  | 18 |  |  |  | P104 |  | SMU/PSU | P105
[7 empty] | 18 | 17 | 16 | 15 | 14 | 13 | 12 | 11 | 10 | 09 | 08 | 07 | 06 | 05 | 04 | 03 | 02 | 01
P139 | SMU/PSU | DAQ/MIO | P138 |  |  |  | PXIe-4081 | PXIe-6368 | PXIe-4139 | PXIe-4139 | PXIe-4139 | PXIe-4139 |  | PXI-4110 |  | PXI-2567 | PXIe-5172 | PXIe-5172 |  | PXIe-4163 | PXIe-4163 |  | PXIe-6571 | PXIe-8398 |  |  |  |  | P102 | SMU/PSU |  | P103
Chassis 2
P140 | Relay |  |  | P142 |  | P144 |  | BL16 BF02: P146; BL16 BF05: P148; BL16 BF08: P150; BL16 BF11: P152; BL16 BF14: P154 | P156 |  |  | P158 |  |  |  | Relay | P101
|  |  |  | SMU/PSU |  |  |  | BL16 BF05: Flying Lead; BL16 BF08: Digital |  |  |  | DAQ/MIO
|  | Relay |  | System |  |  |  | BL16 BF02: SMU/PSU; BL16 BF08: SMU/PSU; BL16 BF11: DAQ/MIO; BL16 BF14: SMU/PSU | DAQ/MIO |  |  | SMU/PSU |  |  | Relay
|  | P141 |  | P143 |  | P145 |  | BL16 BF02: P147; BL16 BF05: P149; BL16 BF08: P151; BL16 BF11: P153; BL16 BF14: P155 | P157 |  |  | P159 |  |  | P160
DUT VIEW - TESTER FRONT

## Connections List
Instrument |  |  |  |  | Cable |  |  |  | STS |  | Notes
Model | Chassis # | Slot # | Terminal Block / FAM | Connector ID | Instrument Side Connector ID | Cable Part Number | Cable Description | Spring Probe Side Block ID | Spring Probe or Blind Mate Position | Internal Connection Location
PXIe-4081 | 2 | 18 | - | Hi,Lo,HiS,LoS | - | 146561*-27 | CABLE ASSY, 36-POS GP POGO PIN BLOCK TO DB25 + PS + DMM, TYPE GP36-SYS-M2, 27IN | - | P143
NI PXI-4110 | 2 | 11 | - | Output
NI PXIe-4139 | 2 | 14 | - | 0 | Ch 1 HP | 159957B-32 | CABLE ASSY, 36-POS GP POGO PIN BLOCK TO 4X 8-POS 5.08 MM OMNIMATE, HIGH PRECISION V2, TYPE GP36-OM8/4-HP2 for PXIe-4139, 32IN | - | P142
NI PXIe-4139 | 2 | 16 | - | 0 | Ch 3 HP
NI PXIe-4139 | 2 | 15 | - | 0 | Ch 2 HP
NI PXIe-4139 | 2 | 13 | - | 0 | Ch 0 HP
NI PXIe-4163 | 3 | 5 | - | 0-11 | 0-11 | 142949*-32 (4163) | CABLE ASSY, 2X 36-POS GP POGO PIN BLOCKS TO 62-PIN DSUB MALE, TYPE GP36/2-DB62M-LL, 32IN | - | P107
|  |  |  | 0-11 | 12-23 |  |  |  | P111
NI PXIe-4163 | 3 | 4 | - | 0-11 | 0-11 | 142949*-32 (4163) | CABLE ASSY, 2X 36-POS GP POGO PIN BLOCKS TO 62-PIN DSUB MALE, TYPE GP36/2-DB62M-LL, 32IN | - | P115
|  |  |  | 0-11 | 12-23 |  |  |  | P119
NI PXIe-4163 | 1 | 5 | - | 0-11 | 0-11 | 142949*-32 (4163) | CABLE ASSY, 2X 36-POS GP POGO PIN BLOCKS TO 62-PIN DSUB MALE, TYPE GP36/2-DB62M-LL, 32IN | - | P167
|  |  |  | 0-11 | 12-23 |  |  |  | P171
NI PXIe-4163 | 2 | 5 | - | 0-11 | 0-11 | 142949*-32 (4163) | CABLE ASSY, 2X 36-POS GP POGO PIN BLOCKS TO 62-PIN DSUB MALE, TYPE GP36/2-DB62M-LL, 32IN | - | P147
|  |  |  | 0-11 | 12-23 |  |  |  | P151
NI PXIe-4163 | 2 | 4 | - | 0-11 | 0-11 | 142949*-32 (4163) | CABLE ASSY, 2X 36-POS GP POGO PIN BLOCKS TO 62-PIN DSUB MALE, TYPE GP36/2-DB62M-LL, 32IN | - | P155
|  |  |  | 0-11 | 12-23 |  |  |  | P159
NI PXIe-4163 | 3 | 6 | - | 0-11 | 0-11 | 142949*-32 (4163) | CABLE ASSY, 2X 36-POS GP POGO PIN BLOCKS TO 62-PIN DSUB MALE, TYPE GP36/2-DB62M-LL, 32IN | - | P105
|  |  |  | 0-11 | 12-23 |  |  |  | P109
NI PXIe-4163 | 4 | 4 | - | 0-11 | 0-11 | 142949*-32 (4163) | CABLE ASSY, 2X 36-POS GP POGO PIN BLOCKS TO 62-PIN DSUB MALE, TYPE GP36/2-DB62M-LL, 32IN | - | P135
|  |  |  | 0-11 | 12-23 |  |  |  | P139
NI PXIe-4163 | 4 | 6 | - | 0-11 | 0-11 | 142949*-32 (4163) | CABLE ASSY, 2X 36-POS GP POGO PIN BLOCKS TO 62-PIN DSUB MALE, TYPE GP36/2-DB62M-LL, 32IN | - | P125
|  |  |  | 0-11 | 12-23 |  |  |  | P129
NI PXIe-4163 | 4 | 5 | - | 0-11 | 0-11 | 142949*-32 (4163) | CABLE ASSY, 2X 36-POS GP POGO PIN BLOCKS TO 62-PIN DSUB MALE, TYPE GP36/2-DB62M-LL, 32IN | - | P127
|  |  |  | 0-11 | 12-23 |  |  |  | P131
NI PXIe-4163 | 1 | 4 | - | 0-11 | 0-11 | 142949*-32 (4163) | CABLE ASSY, 2X 36-POS GP POGO PIN BLOCKS TO 62-PIN DSUB MALE, TYPE GP36/2-DB62M-LL, 32IN | - | P175
|  |  |  | 0-11 | 12-23 |  |  |  | P179
NI PXIe-4137 | 3 | 14 | - | 0 | Ch 1 HP | 141135B-32 | CABLE ASSY, 36-POS GP POGO PIN BLOCK TO 4X COMBICON, 4137, 250V ISOLATED,GP36-CC8/4-HP2-NG , HIGH PRECISION V2 for PXIe-4137, 32IN | - | P102
NI PXIe-4137 | 3 | 13 | - | 0 | Ch 0 HP
NI PXIe-4137 | 3 | 15 | - | 0 | Ch 2 HP
NI PXIe-4137 | 3 | 16 | - | 0 | Ch 3 HP
NI PXIe-4137 | 4 | 13 | - | 0 | Ch 0 HP | 141135B-32 | CABLE ASSY, 36-POS GP POGO PIN BLOCK TO 4X COMBICON, 4137, 250V ISOLATED,GP36-CC8/4-HP2-NG , HIGH PRECISION V2 for PXIe-4137, 32IN | - | P122
NI PXIe-4137 | 4 | 14 | - | 0 | Ch 1 HP
NI PXIe-4137 | 4 | 16 | - | 0 | Ch 3 HP
NI PXIe-4137 | 4 | 15 | - | 0 | Ch 2 HP
NI PXIe-4139 | 1 | 13 | - | 0 | Ch 0 HP | 159957B-32 | CABLE ASSY, 36-POS GP POGO PIN BLOCK TO 4X 8-POS 5.08 MM OMNIMATE, HIGH PRECISION V2, TYPE GP36-OM8/4-HP2 for PXIe-4139, 32IN | - | P162
NI PXIe-4139 | 1 | 14 | - | 0 | Ch 1 HP
NI PXIe-4139 | 1 | 15 | - | 0 | Ch 2 HP
NI PXIe-4139 | 1 | 16 | - | 0 | Ch 3 HP
NI PXIe-5172 (8CH - 325T) | 3 | 7 | - | 0 | A1 | 156243*-32 | CABLE ASSY, 36-POS COAX POGO PIN BLOCK TO 18X SMB, TYPE CP36-SMB18, 32 IN | - | P108
|  |  |  | 1 | B2
|  |  |  | 2 | C1
|  |  |  | 3 | D2
|  |  |  | 4 | E1
|  |  |  | 5 | F2
|  |  |  | 6 | G1
|  |  |  | 7 | H2
NI PXIe-5172 (8CH - 325T) | 3 | 8 |  | 0 | A9
|  |  |  | 1 | B8
|  |  |  | 2 | C9
|  |  |  | 3 | D8
|  |  |  | 4 | E9
|  |  |  | 5 | F8
|  |  |  | 6 | G9
|  |  |  | 7 | H8
NI PXIe-5172 (8CH - 325T) | 4 | 7 | - | 0 | A1 | 156243*-32 | CABLE ASSY, 36-POS COAX POGO PIN BLOCK TO 18X SMB, TYPE CP36-SMB18, 32 IN | - | P128
|  |  |  | 1 | B2
|  |  |  | 2 | C1
|  |  |  | 3 | D2
|  |  |  | 4 | E1
|  |  |  | 5 | F2
|  |  |  | 6 | G1
|  |  |  | 7 | H2
NI PXIe-5172 (8CH - 325T) | 4 | 8 |  | 0 | A9
|  |  |  | 1 | B8
|  |  |  | 2 | C9
|  |  |  | 3 | D8
|  |  |  | 4 | E9
|  |  |  | 5 | F8
|  |  |  | 6 | G9
|  |  |  | 7 | H8
NI PXIe-5172 (8CH - 325T) | 2 | 7 | - | 0 | A1 | 156243C-32 | CABLE ASSY, 36-POS COAX POGO PIN BLOCK TO 18X SMB, TYPE CP36-SMB18, 32 IN | - | P148
|  |  |  | 1 | B2
|  |  |  | 2 | C1
|  |  |  | 3 | D2
|  |  |  | 4 | E1
|  |  |  | 5 | F2
|  |  |  | 6 | G1
|  |  |  | 7 | H2
NI PXIe-5172 (8CH - 325T) | 2 | 8 |  | 0 | A9
|  |  |  | 1 | B8
|  |  |  | 2 | C9
|  |  |  | 3 | D8
|  |  |  | 4 | E9
|  |  |  | 5 | F8
|  |  |  | 6 | G9
|  |  |  | 7 | H8
NI PXIe-5172 (8CH - 325T) | 1 | 8 | - | 0 | A9 | 156243C-32 | CABLE ASSY, 36-POS COAX POGO PIN BLOCK TO 18X SMB, TYPE CP36-SMB18, 32 IN | - | P168
|  |  |  | 1 | B8
|  |  |  | 2 | C9
|  |  |  | 3 | D8
|  |  |  | 4 | E9
|  |  |  | 5 | F8
|  |  |  | 6 | G9
|  |  |  | 7 | H8
NI PXIe-5172 (8CH - 325T) | 1 | 7 |  | 0 | A1
|  |  |  | 1 | B2
|  |  |  | 2 | C1
|  |  |  | 3 | D2
|  |  |  | 4 | E1
|  |  |  | 5 | F2
|  |  |  | 6 | G1
|  |  |  | 7 | H2
NI PXIe-6368 | 1 | 17 | - | Connector 0 | - | 156240C-32 | CABLE ASSY, 2X 36-POS GP POGO PIN BLOCKS TO 68-POS VHDCI, MIO, TYPE GP36/2-C68 for PXIe-6363/68, 32IN | 01 | P173
[8 empty] | 02 | P178
NI PXIe-6368 | 2 | 17 | - | Connector 0 | - | 156240C-32 | CABLE ASSY, 2X 36-POS GP POGO PIN BLOCKS TO 68-POS VHDCI, MIO, TYPE GP36/2-C68 for PXIe-6363/68, 32IN | 01 | P153
[8 empty] | 02 | P158
NI PXIe-6368 | 3 | 17 | - | Connector 0 | - | 156240C-32 | CABLE ASSY, 2X 36-POS GP POGO PIN BLOCKS TO 68-POS VHDCI, MIO, TYPE GP36/2-C68 for PXIe-6363/68, 32IN | 01 | P113
[8 empty] | 02 | P118
NI PXIe-6368 | 4 | 18 | - | Connector 0 | - | 156240C-32 | CABLE ASSY, 2X 36-POS GP POGO PIN BLOCKS TO 68-POS VHDCI, MIO, TYPE GP36/2-C68 for PXIe-6363/68, 32IN | 01 | P133
[8 empty] | 02 | P138
NI PXIe-6368 | 1 | 17 | - | Connector 1 | - | 156240C-32 | CABLE ASSY, 2X 36-POS GP POGO PIN BLOCKS TO 68-POS VHDCI, MIO, TYPE GP36/2-C68 for PXIe-6363/68, 32IN | 01 | P177
NI PXIe-6368 | 2 | 17 | - | Connector 1 | - | 156240C-32 | CABLE ASSY, 2X 36-POS GP POGO PIN BLOCKS TO 68-POS VHDCI, MIO, TYPE GP36/2-C68 for PXIe-6363/68, 32IN | 01 | P157
NI PXIe-6368 | 3 | 17 | - | Connector 1 | - | 156240C-32 | CABLE ASSY, 2X 36-POS GP POGO PIN BLOCKS TO 68-POS VHDCI, MIO, TYPE GP36/2-C68 for PXIe-6363/68, 32IN | 01 | P117
NI PXIe-6368 | 4 | 18 | - | Connector 1 | - | 156240C-32 | CABLE ASSY, 2X 36-POS GP POGO PIN BLOCKS TO 68-POS VHDCI, MIO, TYPE GP36/2-C68 for PXIe-6363/68, 32IN | 01 | P137
NI PXI-2567 | 1 | 9 | - | - | - | 156238*-32 | CABLE ASSY, 2X 36-POS GP POGO PIN BLOCKS TO DB78, TYPE GP36/2-DB78 for PXI-2567, 32IN | Block 1 | P180
[8 empty] | Block 2 | P161
NI PXI-2567 | 2 | 9 | - | - | - | 156238*-32 | CABLE ASSY, 2X 36-POS GP POGO PIN BLOCKS TO DB78, TYPE GP36/2-DB78 for PXI-2567, 32IN | Block 1 | P160
[8 empty] | Block 2 | P141
NI PXI-2567 | 3 | 9 | - | - | - | 156238*-32 | CABLE ASSY, 2X 36-POS GP POGO PIN BLOCKS TO DB78, TYPE GP36/2-DB78 for PXI-2567, 32IN | Block 1 | P120
[8 empty] | Block 2 | P101
NI PXI-2567 | 4 | 9 | - | - | - | 156238*-32 | CABLE ASSY, 2X 36-POS GP POGO PIN BLOCKS TO DB78, TYPE GP36/2-DB78 for PXI-2567, 32IN | Block 1 | P140
[8 empty] | Block 2 | P121
NI PXIe-6571 | 1 | 2 | - | Digital | - | 158954D-32 | CABLE ASSY, 36-POS COAX POGO PIN BLOCK TO 68-POS VHDCI, TYPE CP36-C68-D4-B, 32 IN | - | P170
NI PXIe-6571 | 2 | 2 | - | Digital | - | 158954D-32 | CABLE ASSY, 36-POS COAX POGO PIN BLOCK TO 68-POS VHDCI, TYPE CP36-C68-D4-B, 32 IN | - | P150
NI PXIe-6571 | 3 | 2 | - | Digital | - | 158954D-32 | CABLE ASSY, 36-POS COAX POGO PIN BLOCK TO 68-POS VHDCI, TYPE CP36-C68-D4-B, 32 IN | - | P110
NI PXIe-6571 | 4 | 2 | - | Digital | - | 158954D-32 | CABLE ASSY, 36-POS COAX POGO PIN BLOCK TO 68-POS VHDCI, TYPE CP36-C68-D4-B, 32 IN | - | P130
Testhead |  |  | - | REF CLKIN | - | 754722-03 | CABLE ASSY, SMA STRAIGHT TO SMA STRAIGHT ON RG-174, 80 INCHES, REF IN, T4M2 | - | -
Chassis1 |  |  |  | REF CLKIN | -
Chassis4 |  |  | - | REF CLKOUT | - | 754722-04 | CABLE ASSY, SMA STRAIGHT TO SMA STRAIGHT ON RG-174, 80 INCHES, REF OUT, T4M2 | - | -
Testhead |  |  |  | REF CLKOUT | -
Chassis1 |  |  | - | TRIG/10MHz PORT0/REF OUT | - | 148864-1R3 | HDMI CABLE FOR TRIGGER ROUTING, 1.3M | - | -
Chassis3 |  |  |  | TRIG/10MHz PORT0/REF IN | -
|  |  | - | TRIG/10MHz PORT0/REF OUT | - | 148864-1R3 | HDMI CABLE FOR TRIGGER ROUTING, 1.3M | - | -
Chassis2 |  |  |  | TRIG/10MHz PORT0/REF IN | -
|  |  | - | TRIG/10MHz PORT0/REF OUT | - | 148864-1R3 | HDMI CABLE FOR TRIGGER ROUTING, 1.3M | - | -
Chassis4 |  |  |  | TRIG/10MHz PORT0/REF IN | -
DIO_6509_C1_USB |  |  | - | - | - | 155420A-32 | CABLE ASSY, 100-POS .050 SERIES D-TYPE TO 2 X 50 POS DSUB, TYPE R100-D50D50 for 6509, 32 IN | - | -
Testhead |  |  |  | STS IO DIO 1-2 | -
NI PXIe-8394 | 1 | 18 | - | - | - | 143191A-01 | CABLE ASSEMBLY, MXI-EXPRESS, GEN 3 X8, 1M | - | -
NI PXIe-8398 | 2 | 1 |  | - | -
|  |  | - | - | - | 143191A-01 | CABLE ASSEMBLY, MXI-EXPRESS, GEN 3 X8, 1M | - | -
NI PXIe-8398 | 4 | 1 |  | - | -
NI PXIe-8398 | 3 | 1 | - | - | - | 143191A-01 | CABLE ASSEMBLY, MXI-EXPRESS, GEN 3 X8, 1M | - | -
NI PXIe-8394 | 1 | 18 |  | - | -
NI PXIe-4137 | 3 | 13 | - | SAFETY INTERLOCK | - | 142998*-08 | CABLE, HV SMU INTERLOCK LINK, 8 INCH for PXIe-4137/4135 8 IN | - | -
NI PXIe-4137 | 3 | 14 |  | Interlock Extension Pin GND 1 | Black
|  |  |  | Interlock Extension Pin INT 1 | Red
|  |  | - | SAFETY INTERLOCK | - | 142998*-08 | CABLE, HV SMU INTERLOCK LINK, 8 INCH for PXIe-4137/4135 8 IN | - | -
NI PXIe-4137 | 3 | 15 |  | Interlock Extension Pin GND 1 | Black
|  |  |  | Interlock Extension Pin INT 1 | Red
|  |  | - | SAFETY INTERLOCK | - | 142998*-08 | CABLE, HV SMU INTERLOCK LINK, 8 INCH for PXIe-4137/4135 8 IN | - | -
NI PXIe-4137 | 3 | 16 |  | Interlock Extension Pin GND 1 | Black
|  |  |  | Interlock Extension Pin INT 1 | Red
|  |  | - | SAFETY INTERLOCK | - | 142998*-48 | CABLE, HV SMU INTERLOCK LINK, 48 INCH for PXIe-4137/4135 48 IN | - | -
NI PXIe-4137 | 4 | 13 |  | Interlock Extension Pin GND 1 | Black
|  |  |  | Interlock Extension Pin INT 1 | Red
|  |  | - | SAFETY INTERLOCK | - | 142998*-08 | CABLE, HV SMU INTERLOCK LINK, 8 INCH for PXIe-4137/4135 8 IN | - | -
NI PXIe-4137 | 4 | 14 |  | Interlock Extension Pin GND 1 | Black
|  |  |  | Interlock Extension Pin INT 1 | Red
|  |  | - | SAFETY INTERLOCK | - | 142998*-08 | CABLE, HV SMU INTERLOCK LINK, 8 INCH for PXIe-4137/4135 8 IN | - | -
NI PXIe-4137 | 4 | 15 |  | Interlock Extension Pin GND 1 | Black
|  |  |  | Interlock Extension Pin INT 1 | Red
|  |  | - | SAFETY INTERLOCK | - | 142998*-08 | CABLE, HV SMU INTERLOCK LINK, 8 INCH for PXIe-4137/4135 8 IN | - | -
NI PXIe-4137 | 4 | 16 |  | Interlock Extension Pin GND 1 | Black
|  |  |  | Interlock Extension Pin INT 1 | Red
Testhead |  |  | - | 4pos Power Combicon | P1 | 149272*-0R9 | ASSY, CABLE, POWER, USB-6509 FOR STS, 0.9M L | - | -
NI PXI-4110 | 2 | 11 |  | AUX | P2
DIO_6509_C1_USB |  |  |  | 12VDC | P4
Testhead |  |  | - | SAFETY INTERLOCK | - | 142998*-48 | CABLE, HV SMU INTERLOCK LINK, 48 INCH for PXIe-4137/4135 48 IN | - | -
NI PXIe-4137 | 3 | 13 |  | Interlock Extension Pin GND 1 | Black
|  |  |  | Interlock Extension Pin INT 1 | Red

## Pinouts
Double check against STS DDK document.
| P130 | Coax | Pattern Digital / PPMU 6570 / 6571
| 1 | 2 | 3 | 4 | 5 | 6 | 7 | 8 | 9
A | HSD_6571_C4_S02 DIO28 | HSD_6571_C4_S02 GND | HSD_6571_C4_S02 DIO6 | HSD_6571_C4_S02 GND | HSD_6571_C4_S02 DIO4 | HSD_6571_C4_S02 GND | HSD_6571_C4_S02 DIO2 | HSD_6571_C4_S02 GND | HSD_6571_C4_S02 DIO0 | A
B | HSD_6571_C4_S02 GND | HSD_6571_C4_S02 DIO7 | HSD_6571_C4_S02 GND | HSD_6571_C4_S02 DIO5 | HSD_6571_C4_S02 GND | HSD_6571_C4_S02 DIO3 | HSD_6571_C4_S02 GND | HSD_6571_C4_S02 DIO1 | HSD_6571_C4_S02 GND | B
C | HSD_6571_C4_S02 DIO29 | HSD_6571_C4_S02 GND | HSD_6571_C4_S02 DIO14 | HSD_6571_C4_S02 GND | HSD_6571_C4_S02 DIO12 | HSD_6571_C4_S02 GND | HSD_6571_C4_S02 DIO10 | HSD_6571_C4_S02 GND | HSD_6571_C4_S02 DIO8 | C
D | HSD_6571_C4_S02 GND | HSD_6571_C4_S02 DIO15 | HSD_6571_C4_S02 GND | HSD_6571_C4_S02 DIO13 | HSD_6571_C4_S02 GND | HSD_6571_C4_S02 DIO11 | HSD_6571_C4_S02 GND | HSD_6571_C4_S02 DIO9 | HSD_6571_C4_S02 GND | D
E | HSD_6571_C4_S02 DUT GND SENSE | HSD_6571_C4_S02 GND | HSD_6571_C4_S02 DIO22 | HSD_6571_C4_S02 GND | HSD_6571_C4_S02 DIO20 | HSD_6571_C4_S02 GND | HSD_6571_C4_S02 DIO18 | HSD_6571_C4_S02 GND | HSD_6571_C4_S02 DIO16 | E
F | HSD_6571_C4_S02 GND | HSD_6571_C4_S02 DIO23 | HSD_6571_C4_S02 GND | HSD_6571_C4_S02 DIO21 | HSD_6571_C4_S02 GND | HSD_6571_C4_S02 DIO19 | HSD_6571_C4_S02 GND | HSD_6571_C4_S02 DIO17 | HSD_6571_C4_S02 GND | F
G | HSD_6571_C4_S02 RESERVED (DNC) | HSD_6571_C4_S02 GND | HSD_6571_C4_S02 DIO26 | HSD_6571_C4_S02 GND | HSD_6571_C4_S02 DIO30 | HSD_6571_C4_S02 GND | HSD_6571_C4_S02 RESERVED (DNC) | HSD_6571_C4_S02 GND | HSD_6571_C4_S02 DIO24 | G
H | HSD_6571_C4_S02 GND | HSD_6571_C4_S02 DIO27 | HSD_6571_C4_S02 GND | HSD_6571_C4_S02 DIO31 | HSD_6571_C4_S02 GND | HSD_6571_C4_S02 RESERVED (DNC) | HSD_6571_C4_S02 GND | HSD_6571_C4_S02 DIO25 | HSD_6571_C4_S02 GND | H
| 1 | 2 | 3 | 4 | 5 | 6 | 7 | 8 | 9
| P110 | Coax | Pattern Digital / PPMU 6570 / 6571
| 1 | 2 | 3 | 4 | 5 | 6 | 7 | 8 | 9
A | HSD_6571_C3_S02 DIO28 | HSD_6571_C3_S02 GND | HSD_6571_C3_S02 DIO6 | HSD_6571_C3_S02 GND | HSD_6571_C3_S02 DIO4 | HSD_6571_C3_S02 GND | HSD_6571_C3_S02 DIO2 | HSD_6571_C3_S02 GND | HSD_6571_C3_S02 DIO0 | A
B | HSD_6571_C3_S02 GND | HSD_6571_C3_S02 DIO7 | HSD_6571_C3_S02 GND | HSD_6571_C3_S02 DIO5 | HSD_6571_C3_S02 GND | HSD_6571_C3_S02 DIO3 | HSD_6571_C3_S02 GND | HSD_6571_C3_S02 DIO1 | HSD_6571_C3_S02 GND | B
C | HSD_6571_C3_S02 DIO29 | HSD_6571_C3_S02 GND | HSD_6571_C3_S02 DIO14 | HSD_6571_C3_S02 GND | HSD_6571_C3_S02 DIO12 | HSD_6571_C3_S02 GND | HSD_6571_C3_S02 DIO10 | HSD_6571_C3_S02 GND | HSD_6571_C3_S02 DIO8 | C
D | HSD_6571_C3_S02 GND | HSD_6571_C3_S02 DIO15 | HSD_6571_C3_S02 GND | HSD_6571_C3_S02 DIO13 | HSD_6571_C3_S02 GND | HSD_6571_C3_S02 DIO11 | HSD_6571_C3_S02 GND | HSD_6571_C3_S02 DIO9 | HSD_6571_C3_S02 GND | D
E | HSD_6571_C3_S02 DUT GND SENSE | HSD_6571_C3_S02 GND | HSD_6571_C3_S02 DIO22 | HSD_6571_C3_S02 GND | HSD_6571_C3_S02 DIO20 | HSD_6571_C3_S02 GND | HSD_6571_C3_S02 DIO18 | HSD_6571_C3_S02 GND | HSD_6571_C3_S02 DIO16 | E
F | HSD_6571_C3_S02 GND | HSD_6571_C3_S02 DIO23 | HSD_6571_C3_S02 GND | HSD_6571_C3_S02 DIO21 | HSD_6571_C3_S02 GND | HSD_6571_C3_S02 DIO19 | HSD_6571_C3_S02 GND | HSD_6571_C3_S02 DIO17 | HSD_6571_C3_S02 GND | F
G | HSD_6571_C3_S02 RESERVED (DNC) | HSD_6571_C3_S02 GND | HSD_6571_C3_S02 DIO26 | HSD_6571_C3_S02 GND | HSD_6571_C3_S02 DIO30 | HSD_6571_C3_S02 GND | HSD_6571_C3_S02 RESERVED (DNC) | HSD_6571_C3_S02 GND | HSD_6571_C3_S02 DIO24 | G
H | HSD_6571_C3_S02 GND | HSD_6571_C3_S02 DIO27 | HSD_6571_C3_S02 GND | HSD_6571_C3_S02 DIO31 | HSD_6571_C3_S02 GND | HSD_6571_C3_S02 RESERVED (DNC) | HSD_6571_C3_S02 GND | HSD_6571_C3_S02 DIO25 | HSD_6571_C3_S02 GND | H
| 1 | 2 | 3 | 4 | 5 | 6 | 7 | 8 | 9
| P150 | Coax | Pattern Digital / PPMU 6570 / 6571
| 1 | 2 | 3 | 4 | 5 | 6 | 7 | 8 | 9
A | HSD_6571_C2_S02 DIO28 | HSD_6571_C2_S02 GND | HSD_6571_C2_S02 DIO6 | HSD_6571_C2_S02 GND | HSD_6571_C2_S02 DIO4 | HSD_6571_C2_S02 GND | HSD_6571_C2_S02 DIO2 | HSD_6571_C2_S02 GND | HSD_6571_C2_S02 DIO0 | A
B | HSD_6571_C2_S02 GND | HSD_6571_C2_S02 DIO7 | HSD_6571_C2_S02 GND | HSD_6571_C2_S02 DIO5 | HSD_6571_C2_S02 GND | HSD_6571_C2_S02 DIO3 | HSD_6571_C2_S02 GND | HSD_6571_C2_S02 DIO1 | HSD_6571_C2_S02 GND | B
C | HSD_6571_C2_S02 DIO29 | HSD_6571_C2_S02 GND | HSD_6571_C2_S02 DIO14 | HSD_6571_C2_S02 GND | HSD_6571_C2_S02 DIO12 | HSD_6571_C2_S02 GND | HSD_6571_C2_S02 DIO10 | HSD_6571_C2_S02 GND | HSD_6571_C2_S02 DIO8 | C
D | HSD_6571_C2_S02 GND | HSD_6571_C2_S02 DIO15 | HSD_6571_C2_S02 GND | HSD_6571_C2_S02 DIO13 | HSD_6571_C2_S02 GND | HSD_6571_C2_S02 DIO11 | HSD_6571_C2_S02 GND | HSD_6571_C2_S02 DIO9 | HSD_6571_C2_S02 GND | D
E | HSD_6571_C2_S02 DUT GND SENSE | HSD_6571_C2_S02 GND | HSD_6571_C2_S02 DIO22 | HSD_6571_C2_S02 GND | HSD_6571_C2_S02 DIO20 | HSD_6571_C2_S02 GND | HSD_6571_C2_S02 DIO18 | HSD_6571_C2_S02 GND | HSD_6571_C2_S02 DIO16 | E
F | HSD_6571_C2_S02 GND | HSD_6571_C2_S02 DIO23 | HSD_6571_C2_S02 GND | HSD_6571_C2_S02 DIO21 | HSD_6571_C2_S02 GND | HSD_6571_C2_S02 DIO19 | HSD_6571_C2_S02 GND | HSD_6571_C2_S02 DIO17 | HSD_6571_C2_S02 GND | F
G | HSD_6571_C2_S02 RESERVED (DNC) | HSD_6571_C2_S02 GND | HSD_6571_C2_S02 DIO26 | HSD_6571_C2_S02 GND | HSD_6571_C2_S02 DIO30 | HSD_6571_C2_S02 GND | HSD_6571_C2_S02 RESERVED (DNC) | HSD_6571_C2_S02 GND | HSD_6571_C2_S02 DIO24 | G
H | HSD_6571_C2_S02 GND | HSD_6571_C2_S02 DIO27 | HSD_6571_C2_S02 GND | HSD_6571_C2_S02 DIO31 | HSD_6571_C2_S02 GND | HSD_6571_C2_S02 RESERVED (DNC) | HSD_6571_C2_S02 GND | HSD_6571_C2_S02 DIO25 | HSD_6571_C2_S02 GND | H
| 1 | 2 | 3 | 4 | 5 | 6 | 7 | 8 | 9
| P170 | Coax | Pattern Digital / PPMU 6570 / 6571
| 1 | 2 | 3 | 4 | 5 | 6 | 7 | 8 | 9
A | HSD_6571_C1_S02 DIO28 | HSD_6571_C1_S02 GND | HSD_6571_C1_S02 DIO6 | HSD_6571_C1_S02 GND | HSD_6571_C1_S02 DIO4 | HSD_6571_C1_S02 GND | HSD_6571_C1_S02 DIO2 | HSD_6571_C1_S02 GND | HSD_6571_C1_S02 DIO0 | A
B | HSD_6571_C1_S02 GND | HSD_6571_C1_S02 DIO7 | HSD_6571_C1_S02 GND | HSD_6571_C1_S02 DIO5 | HSD_6571_C1_S02 GND | HSD_6571_C1_S02 DIO3 | HSD_6571_C1_S02 GND | HSD_6571_C1_S02 DIO1 | HSD_6571_C1_S02 GND | B
C | HSD_6571_C1_S02 DIO29 | HSD_6571_C1_S02 GND | HSD_6571_C1_S02 DIO14 | HSD_6571_C1_S02 GND | HSD_6571_C1_S02 DIO12 | HSD_6571_C1_S02 GND | HSD_6571_C1_S02 DIO10 | HSD_6571_C1_S02 GND | HSD_6571_C1_S02 DIO8 | C
D | HSD_6571_C1_S02 GND | HSD_6571_C1_S02 DIO15 | HSD_6571_C1_S02 GND | HSD_6571_C1_S02 DIO13 | HSD_6571_C1_S02 GND | HSD_6571_C1_S02 DIO11 | HSD_6571_C1_S02 GND | HSD_6571_C1_S02 DIO9 | HSD_6571_C1_S02 GND | D
E | HSD_6571_C1_S02 DUT GND SENSE | HSD_6571_C1_S02 GND | HSD_6571_C1_S02 DIO22 | HSD_6571_C1_S02 GND | HSD_6571_C1_S02 DIO20 | HSD_6571_C1_S02 GND | HSD_6571_C1_S02 DIO18 | HSD_6571_C1_S02 GND | HSD_6571_C1_S02 DIO16 | E
F | HSD_6571_C1_S02 GND | HSD_6571_C1_S02 DIO23 | HSD_6571_C1_S02 GND | HSD_6571_C1_S02 DIO21 | HSD_6571_C1_S02 GND | HSD_6571_C1_S02 DIO19 | HSD_6571_C1_S02 GND | HSD_6571_C1_S02 DIO17 | HSD_6571_C1_S02 GND | F
G | HSD_6571_C1_S02 RESERVED (DNC) | HSD_6571_C1_S02 GND | HSD_6571_C1_S02 DIO26 | HSD_6571_C1_S02 GND | HSD_6571_C1_S02 DIO30 | HSD_6571_C1_S02 GND | HSD_6571_C1_S02 RESERVED (DNC) | HSD_6571_C1_S02 GND | HSD_6571_C1_S02 DIO24 | G
H | HSD_6571_C1_S02 GND | HSD_6571_C1_S02 DIO27 | HSD_6571_C1_S02 GND | HSD_6571_C1_S02 DIO31 | HSD_6571_C1_S02 GND | HSD_6571_C1_S02 RESERVED (DNC) | HSD_6571_C1_S02 GND | HSD_6571_C1_S02 DIO25 | HSD_6571_C1_S02 GND | H
| 1 | 2 | 3 | 4 | 5 | 6 | 7 | 8 | 9
| P140 | GP | Relay Driver 2567
| 1 | 2 | 3 | 4 | 5 | 6
A | RELAY_2567_C4_S09 CH63 | RELAY_2567_C4_S09 CH62 | RELAY_2567_C4_S09 CH61 | RELAY_2567_C4_S09 CH47 | RELAY_2567_C4_S09 CH46 | RELAY_2567_C4_S09 CH45 | A
B | RELAY_2567_C4_S09 CH59 | RELAY_2567_C4_S09 GND | RELAY_2567_C4_S09 CH60 | RELAY_2567_C4_S09 CH43 | RELAY_2567_C4_S09 GND | RELAY_2567_C4_S09 CH44 | B
C | RELAY_2567_C4_S09 CH58 | RELAY_2567_C4_S09 CH57 | RELAY_2567_C4_S09 CH56 | RELAY_2567_C4_S09 CH42 | RELAY_2567_C4_S09 CH41 | RELAY_2567_C4_S09 CH40 | C
D | RELAY_2567_C4_S09 CH31 | RELAY_2567_C4_S09 CH30 | RELAY_2567_C4_S09 CH29 | RELAY_2567_C4_S09 CH15 | RELAY_2567_C4_S09 CH14 | RELAY_2567_C4_S09 CH13 | D
E | RELAY_2567_C4_S09 CH27 | RELAY_2567_C4_S09 GND | RELAY_2567_C4_S09 CH28 | RELAY_2567_C4_S09 CH11 | RELAY_2567_C4_S09 GND | RELAY_2567_C4_S09 CH12 | E
F | RELAY_2567_C4_S09 CH26 | RELAY_2567_C4_S09 CH25 | RELAY_2567_C4_S09 CH24 | RELAY_2567_C4_S09 CH10 | RELAY_2567_C4_S09 CH9 | RELAY_2567_C4_S09 CH8 | F
| 1 | 2 | 3 | 4 | 5 | 6
| P121 | GP | Relay Driver 2567
| 1 | 2 | 3 | 4 | 5 | 6
A | RELAY_2567_C4_S09 CH55 | RELAY_2567_C4_S09 CH54 | RELAY_2567_C4_S09 CH53 | RELAY_2567_C4_S09 CH39 | RELAY_2567_C4_S09 CH38 | RELAY_2567_C4_S09 CH37 | A
B | RELAY_2567_C4_S09 CH51 | RELAY_2567_C4_S09 GND | RELAY_2567_C4_S09 CH52 | RELAY_2567_C4_S09 CH35 | RELAY_2567_C4_S09 GND | RELAY_2567_C4_S09 CH36 | B
C | RELAY_2567_C4_S09 CH50 | RELAY_2567_C4_S09 CH49 | RELAY_2567_C4_S09 CH48 | RELAY_2567_C4_S09 CH34 | RELAY_2567_C4_S09 CH33 | RELAY_2567_C4_S09 CH32 | C
D | RELAY_2567_C4_S09 CH23 | RELAY_2567_C4_S09 CH22 | RELAY_2567_C4_S09 CH21 | RELAY_2567_C4_S09 CH7 | RELAY_2567_C4_S09 CH6 | RELAY_2567_C4_S09 CH5 | D
E | RELAY_2567_C4_S09 CH19 | RELAY_2567_C4_S09 GND | RELAY_2567_C4_S09 CH20 | RELAY_2567_C4_S09 CH3 | RELAY_2567_C4_S09 GND | RELAY_2567_C4_S09 CH4 | E
F | RELAY_2567_C4_S09 CH18 | RELAY_2567_C4_S09 CH17 | RELAY_2567_C4_S09 CH16 | RELAY_2567_C4_S09 CH2 | RELAY_2567_C4_S09 CH1 | RELAY_2567_C4_S09 CH0 | F
| 1 | 2 | 3 | 4 | 5 | 6
| P120 | GP | Relay Driver 2567
| 1 | 2 | 3 | 4 | 5 | 6
A | RELAY_2567_C3_S09 CH63 | RELAY_2567_C3_S09 CH62 | RELAY_2567_C3_S09 CH61 | RELAY_2567_C3_S09 CH47 | RELAY_2567_C3_S09 CH46 | RELAY_2567_C3_S09 CH45 | A
B | RELAY_2567_C3_S09 CH59 | RELAY_2567_C3_S09 GND | RELAY_2567_C3_S09 CH60 | RELAY_2567_C3_S09 CH43 | RELAY_2567_C3_S09 GND | RELAY_2567_C3_S09 CH44 | B
C | RELAY_2567_C3_S09 CH58 | RELAY_2567_C3_S09 CH57 | RELAY_2567_C3_S09 CH56 | RELAY_2567_C3_S09 CH42 | RELAY_2567_C3_S09 CH41 | RELAY_2567_C3_S09 CH40 | C
D | RELAY_2567_C3_S09 CH31 | RELAY_2567_C3_S09 CH30 | RELAY_2567_C3_S09 CH29 | RELAY_2567_C3_S09 CH15 | RELAY_2567_C3_S09 CH14 | RELAY_2567_C3_S09 CH13 | D
E | RELAY_2567_C3_S09 CH27 | RELAY_2567_C3_S09 GND | RELAY_2567_C3_S09 CH28 | RELAY_2567_C3_S09 CH11 | RELAY_2567_C3_S09 GND | RELAY_2567_C3_S09 CH12 | E
F | RELAY_2567_C3_S09 CH26 | RELAY_2567_C3_S09 CH25 | RELAY_2567_C3_S09 CH24 | RELAY_2567_C3_S09 CH10 | RELAY_2567_C3_S09 CH9 | RELAY_2567_C3_S09 CH8 | F
| 1 | 2 | 3 | 4 | 5 | 6
| P101 | GP | Relay Driver 2567
| 1 | 2 | 3 | 4 | 5 | 6
A | RELAY_2567_C3_S09 CH55 | RELAY_2567_C3_S09 CH54 | RELAY_2567_C3_S09 CH53 | RELAY_2567_C3_S09 CH39 | RELAY_2567_C3_S09 CH38 | RELAY_2567_C3_S09 CH37 | A
B | RELAY_2567_C3_S09 CH51 | RELAY_2567_C3_S09 GND | RELAY_2567_C3_S09 CH52 | RELAY_2567_C3_S09 CH35 | RELAY_2567_C3_S09 GND | RELAY_2567_C3_S09 CH36 | B
C | RELAY_2567_C3_S09 CH50 | RELAY_2567_C3_S09 CH49 | RELAY_2567_C3_S09 CH48 | RELAY_2567_C3_S09 CH34 | RELAY_2567_C3_S09 CH33 | RELAY_2567_C3_S09 CH32 | C
D | RELAY_2567_C3_S09 CH23 | RELAY_2567_C3_S09 CH22 | RELAY_2567_C3_S09 CH21 | RELAY_2567_C3_S09 CH7 | RELAY_2567_C3_S09 CH6 | RELAY_2567_C3_S09 CH5 | D
E | RELAY_2567_C3_S09 CH19 | RELAY_2567_C3_S09 GND | RELAY_2567_C3_S09 CH20 | RELAY_2567_C3_S09 CH3 | RELAY_2567_C3_S09 GND | RELAY_2567_C3_S09 CH4 | E
F | RELAY_2567_C3_S09 CH18 | RELAY_2567_C3_S09 CH17 | RELAY_2567_C3_S09 CH16 | RELAY_2567_C3_S09 CH2 | RELAY_2567_C3_S09 CH1 | RELAY_2567_C3_S09 CH0 | F
| 1 | 2 | 3 | 4 | 5 | 6
| P160 | GP | Relay Driver 2567
| 1 | 2 | 3 | 4 | 5 | 6
A | RELAY_2567_C2_S09 CH63 | RELAY_2567_C2_S09 CH62 | RELAY_2567_C2_S09 CH61 | RELAY_2567_C2_S09 CH47 | RELAY_2567_C2_S09 CH46 | RELAY_2567_C2_S09 CH45 | A
B | RELAY_2567_C2_S09 CH59 | RELAY_2567_C2_S09 GND | RELAY_2567_C2_S09 CH60 | RELAY_2567_C2_S09 CH43 | RELAY_2567_C2_S09 GND | RELAY_2567_C2_S09 CH44 | B
C | RELAY_2567_C2_S09 CH58 | RELAY_2567_C2_S09 CH57 | RELAY_2567_C2_S09 CH56 | RELAY_2567_C2_S09 CH42 | RELAY_2567_C2_S09 CH41 | RELAY_2567_C2_S09 CH40 | C
D | RELAY_2567_C2_S09 CH31 | RELAY_2567_C2_S09 CH30 | RELAY_2567_C2_S09 CH29 | RELAY_2567_C2_S09 CH15 | RELAY_2567_C2_S09 CH14 | RELAY_2567_C2_S09 CH13 | D
E | RELAY_2567_C2_S09 CH27 | RELAY_2567_C2_S09 GND | RELAY_2567_C2_S09 CH28 | RELAY_2567_C2_S09 CH11 | RELAY_2567_C2_S09 GND | RELAY_2567_C2_S09 CH12 | E
F | RELAY_2567_C2_S09 CH26 | RELAY_2567_C2_S09 CH25 | RELAY_2567_C2_S09 CH24 | RELAY_2567_C2_S09 CH10 | RELAY_2567_C2_S09 CH9 | RELAY_2567_C2_S09 CH8 | F
| 1 | 2 | 3 | 4 | 5 | 6
| P141 | GP | Relay Driver 2567
| 1 | 2 | 3 | 4 | 5 | 6
A | RELAY_2567_C2_S09 CH55 | RELAY_2567_C2_S09 CH54 | RELAY_2567_C2_S09 CH53 | RELAY_2567_C2_S09 CH39 | RELAY_2567_C2_S09 CH38 | RELAY_2567_C2_S09 CH37 | A
B | RELAY_2567_C2_S09 CH51 | RELAY_2567_C2_S09 GND | RELAY_2567_C2_S09 CH52 | RELAY_2567_C2_S09 CH35 | RELAY_2567_C2_S09 GND | RELAY_2567_C2_S09 CH36 | B
C | RELAY_2567_C2_S09 CH50 | RELAY_2567_C2_S09 CH49 | RELAY_2567_C2_S09 CH48 | RELAY_2567_C2_S09 CH34 | RELAY_2567_C2_S09 CH33 | RELAY_2567_C2_S09 CH32 | C
D | RELAY_2567_C2_S09 CH23 | RELAY_2567_C2_S09 CH22 | RELAY_2567_C2_S09 CH21 | RELAY_2567_C2_S09 CH7 | RELAY_2567_C2_S09 CH6 | RELAY_2567_C2_S09 CH5 | D
E | RELAY_2567_C2_S09 CH19 | RELAY_2567_C2_S09 GND | RELAY_2567_C2_S09 CH20 | RELAY_2567_C2_S09 CH3 | RELAY_2567_C2_S09 GND | RELAY_2567_C2_S09 CH4 | E
F | RELAY_2567_C2_S09 CH18 | RELAY_2567_C2_S09 CH17 | RELAY_2567_C2_S09 CH16 | RELAY_2567_C2_S09 CH2 | RELAY_2567_C2_S09 CH1 | RELAY_2567_C2_S09 CH0 | F
| 1 | 2 | 3 | 4 | 5 | 6
| P180 | GP | Relay Driver 2567
| 1 | 2 | 3 | 4 | 5 | 6
A | RELAY_2567_C1_S09 CH63 | RELAY_2567_C1_S09 CH62 | RELAY_2567_C1_S09 CH61 | RELAY_2567_C1_S09 CH47 | RELAY_2567_C1_S09 CH46 | RELAY_2567_C1_S09 CH45 | A
B | RELAY_2567_C1_S09 CH59 | RELAY_2567_C1_S09 GND | RELAY_2567_C1_S09 CH60 | RELAY_2567_C1_S09 CH43 | RELAY_2567_C1_S09 GND | RELAY_2567_C1_S09 CH44 | B
C | RELAY_2567_C1_S09 CH58 | RELAY_2567_C1_S09 CH57 | RELAY_2567_C1_S09 CH56 | RELAY_2567_C1_S09 CH42 | RELAY_2567_C1_S09 CH41 | RELAY_2567_C1_S09 CH40 | C
D | RELAY_2567_C1_S09 CH31 | RELAY_2567_C1_S09 CH30 | RELAY_2567_C1_S09 CH29 | RELAY_2567_C1_S09 CH15 | RELAY_2567_C1_S09 CH14 | RELAY_2567_C1_S09 CH13 | D
E | RELAY_2567_C1_S09 CH27 | RELAY_2567_C1_S09 GND | RELAY_2567_C1_S09 CH28 | RELAY_2567_C1_S09 CH11 | RELAY_2567_C1_S09 GND | RELAY_2567_C1_S09 CH12 | E
F | RELAY_2567_C1_S09 CH26 | RELAY_2567_C1_S09 CH25 | RELAY_2567_C1_S09 CH24 | RELAY_2567_C1_S09 CH10 | RELAY_2567_C1_S09 CH9 | RELAY_2567_C1_S09 CH8 | F
| 1 | 2 | 3 | 4 | 5 | 6
| P161 | GP | Relay Driver 2567
| 1 | 2 | 3 | 4 | 5 | 6
A | RELAY_2567_C1_S09 CH55 | RELAY_2567_C1_S09 CH54 | RELAY_2567_C1_S09 CH53 | RELAY_2567_C1_S09 CH39 | RELAY_2567_C1_S09 CH38 | RELAY_2567_C1_S09 CH37 | A
B | RELAY_2567_C1_S09 CH51 | RELAY_2567_C1_S09 GND | RELAY_2567_C1_S09 CH52 | RELAY_2567_C1_S09 CH35 | RELAY_2567_C1_S09 GND | RELAY_2567_C1_S09 CH36 | B
C | RELAY_2567_C1_S09 CH50 | RELAY_2567_C1_S09 CH49 | RELAY_2567_C1_S09 CH48 | RELAY_2567_C1_S09 CH34 | RELAY_2567_C1_S09 CH33 | RELAY_2567_C1_S09 CH32 | C
D | RELAY_2567_C1_S09 CH23 | RELAY_2567_C1_S09 CH22 | RELAY_2567_C1_S09 CH21 | RELAY_2567_C1_S09 CH7 | RELAY_2567_C1_S09 CH6 | RELAY_2567_C1_S09 CH5 | D
E | RELAY_2567_C1_S09 CH19 | RELAY_2567_C1_S09 GND | RELAY_2567_C1_S09 CH20 | RELAY_2567_C1_S09 CH3 | RELAY_2567_C1_S09 GND | RELAY_2567_C1_S09 CH4 | E
F | RELAY_2567_C1_S09 CH18 | RELAY_2567_C1_S09 CH17 | RELAY_2567_C1_S09 CH16 | RELAY_2567_C1_S09 CH2 | RELAY_2567_C1_S09 CH1 | RELAY_2567_C1_S09 CH0 | F
| 1 | 2 | 3 | 4 | 5 | 6
| P137 | GP | Multifunction IO 6368
| 1 | 2 | 3 | 4 | 5 | 6
A | [6 empty] | A
B |  | DAQ_6368_C4_S18 APFI 1 | DAQ_6368_C4_S18 GND | DAQ_6368_C4_S18 AO 3 | DAQ_6368_C4_S18 GND | DAQ_6368_C4_S18 AO 2 | B
C | DAQ_6368_C4_S18 AI 14+ | DAQ_6368_C4_S18 GND | DAQ_6368_C4_S18 AI 14- | DAQ_6368_C4_S18 AI 15- | DAQ_6368_C4_S18 GND | DAQ_6368_C4_S18 AI 15+ | C
D | DAQ_6368_C4_S18 AI 12+ | DAQ_6368_C4_S18 GND | DAQ_6368_C4_S18 AI 12- | DAQ_6368_C4_S18 AI 13- | DAQ_6368_C4_S18 GND | DAQ_6368_C4_S18 AI 13+ | D
E | DAQ_6368_C4_S18 AI 11+ | DAQ_6368_C4_S18 GND | DAQ_6368_C4_S18 AI 11- | DAQ_6368_C4_S18 AI 10- | DAQ_6368_C4_S18 GND | DAQ_6368_C4_S18 AI 10+ | E
F | DAQ_6368_C4_S18 AI 9+ | DAQ_6368_C4_S18 GND | DAQ_6368_C4_S18 AI 9- | DAQ_6368_C4_S18 AI 8- | DAQ_6368_C4_S18 GND | DAQ_6368_C4_S18 AI 8+ | F
| 1 | 2 | 3 | 4 | 5 | 6
| P117 | GP | Multifunction IO 6368
| 1 | 2 | 3 | 4 | 5 | 6
A | [6 empty] | A
B |  | DAQ_6368_C3_S17 APFI 1 | DAQ_6368_C3_S17 GND | DAQ_6368_C3_S17 AO 3 | DAQ_6368_C3_S17 GND | DAQ_6368_C3_S17 AO 2 | B
C | DAQ_6368_C3_S17 AI 14+ | DAQ_6368_C3_S17 GND | DAQ_6368_C3_S17 AI 14- | DAQ_6368_C3_S17 AI 15- | DAQ_6368_C3_S17 GND | DAQ_6368_C3_S17 AI 15+ | C
D | DAQ_6368_C3_S17 AI 12+ | DAQ_6368_C3_S17 GND | DAQ_6368_C3_S17 AI 12- | DAQ_6368_C3_S17 AI 13- | DAQ_6368_C3_S17 GND | DAQ_6368_C3_S17 AI 13+ | D
E | DAQ_6368_C3_S17 AI 11+ | DAQ_6368_C3_S17 GND | DAQ_6368_C3_S17 AI 11- | DAQ_6368_C3_S17 AI 10- | DAQ_6368_C3_S17 GND | DAQ_6368_C3_S17 AI 10+ | E
F | DAQ_6368_C3_S17 AI 9+ | DAQ_6368_C3_S17 GND | DAQ_6368_C3_S17 AI 9- | DAQ_6368_C3_S17 AI 8- | DAQ_6368_C3_S17 GND | DAQ_6368_C3_S17 AI 8+ | F
| 1 | 2 | 3 | 4 | 5 | 6
| P157 | GP | Multifunction IO 6368
| 1 | 2 | 3 | 4 | 5 | 6
A | [6 empty] | A
B |  | DAQ_6368_C2_S17 APFI 1 | DAQ_6368_C2_S17 GND | DAQ_6368_C2_S17 AO 3 | DAQ_6368_C2_S17 GND | DAQ_6368_C2_S17 AO 2 | B
C | DAQ_6368_C2_S17 AI 14+ | DAQ_6368_C2_S17 GND | DAQ_6368_C2_S17 AI 14- | DAQ_6368_C2_S17 AI 15- | DAQ_6368_C2_S17 GND | DAQ_6368_C2_S17 AI 15+ | C
D | DAQ_6368_C2_S17 AI 12+ | DAQ_6368_C2_S17 GND | DAQ_6368_C2_S17 AI 12- | DAQ_6368_C2_S17 AI 13- | DAQ_6368_C2_S17 GND | DAQ_6368_C2_S17 AI 13+ | D
E | DAQ_6368_C2_S17 AI 11+ | DAQ_6368_C2_S17 GND | DAQ_6368_C2_S17 AI 11- | DAQ_6368_C2_S17 AI 10- | DAQ_6368_C2_S17 GND | DAQ_6368_C2_S17 AI 10+ | E
F | DAQ_6368_C2_S17 AI 9+ | DAQ_6368_C2_S17 GND | DAQ_6368_C2_S17 AI 9- | DAQ_6368_C2_S17 AI 8- | DAQ_6368_C2_S17 GND | DAQ_6368_C2_S17 AI 8+ | F
| 1 | 2 | 3 | 4 | 5 | 6
| P177 | GP | Multifunction IO 6368
| 1 | 2 | 3 | 4 | 5 | 6
A | [6 empty] | A
B |  | DAQ_6368_C1_S17 APFI 1 | DAQ_6368_C1_S17 GND | DAQ_6368_C1_S17 AO 3 | DAQ_6368_C1_S17 GND | DAQ_6368_C1_S17 AO 2 | B
C | DAQ_6368_C1_S17 AI 14+ | DAQ_6368_C1_S17 GND | DAQ_6368_C1_S17 AI 14- | DAQ_6368_C1_S17 AI 15- | DAQ_6368_C1_S17 GND | DAQ_6368_C1_S17 AI 15+ | C
D | DAQ_6368_C1_S17 AI 12+ | DAQ_6368_C1_S17 GND | DAQ_6368_C1_S17 AI 12- | DAQ_6368_C1_S17 AI 13- | DAQ_6368_C1_S17 GND | DAQ_6368_C1_S17 AI 13+ | D
E | DAQ_6368_C1_S17 AI 11+ | DAQ_6368_C1_S17 GND | DAQ_6368_C1_S17 AI 11- | DAQ_6368_C1_S17 AI 10- | DAQ_6368_C1_S17 GND | DAQ_6368_C1_S17 AI 10+ | E
F | DAQ_6368_C1_S17 AI 9+ | DAQ_6368_C1_S17 GND | DAQ_6368_C1_S17 AI 9- | DAQ_6368_C1_S17 AI 8- | DAQ_6368_C1_S17 GND | DAQ_6368_C1_S17 AI 8+ | F
| 1 | 2 | 3 | 4 | 5 | 6
| P133 | GP | Multifunction IO 6368
| 1 | 2 | 3 | 4 | 5 | 6
A | [6 empty] | A
B |  | DAQ_6368_C4_S18 APFI 0 | DAQ_6368_C4_S18 GND | DAQ_6368_C4_S18 AO 1 | DAQ_6368_C4_S18 GND | DAQ_6368_C4_S18 AO 0 | B
C | DAQ_6368_C4_S18 AI 6+ | DAQ_6368_C4_S18 GND | DAQ_6368_C4_S18 AI 6- | DAQ_6368_C4_S18 AI 7- | DAQ_6368_C4_S18 GND | DAQ_6368_C4_S18 AI 7+ | C
D | DAQ_6368_C4_S18 AI 4+ | DAQ_6368_C4_S18 GND | DAQ_6368_C4_S18 AI 4- | DAQ_6368_C4_S18 AI 5- | DAQ_6368_C4_S18 GND | DAQ_6368_C4_S18 AI 5+ | D
E | DAQ_6368_C4_S18 AI 3+ | DAQ_6368_C4_S18 GND | DAQ_6368_C4_S18 AI 3- | DAQ_6368_C4_S18 AI 2- | DAQ_6368_C4_S18 GND | DAQ_6368_C4_S18 AI 2+ | E
F | DAQ_6368_C4_S18 AI 1+ | DAQ_6368_C4_S18 GND | DAQ_6368_C4_S18 AI 1- | DAQ_6368_C4_S18 AI 0- | DAQ_6368_C4_S18 GND | DAQ_6368_C4_S18 AI 0+ | F
| 1 | 2 | 3 | 4 | 5 | 6
| P138 | GP | Multifunction IO 6368
| 1 | 2 | 3 | 4 | 5 | 6
A | DAQ_6368_C4_S18 GND | DAQ_6368_C4_S18 PFI 12/P2.4 | DAQ_6368_C4_S18 PFI 13/P2.5 | DAQ_6368_C4_S18 GND | DAQ_6368_C4_S18 PFI 14/P2.6 | DAQ_6368_C4_S18 PFI 15/P2.7 | A
B | DAQ_6368_C4_S18 GND | DAQ_6368_C4_S18 PFI 11/P2.3 | DAQ_6368_C4_S18 PFI 10/P2.2 | DAQ_6368_C4_S18 GND | DAQ_6368_C4_S18 PFI 9/P2.1 | DAQ_6368_C4_S18 PFI 8/P2.0 | B
C | DAQ_6368_C4_S18 GND | DAQ_6368_C4_S18 PFI 4/P1.4 | DAQ_6368_C4_S18 PFI 5/P1.5 | DAQ_6368_C4_S18 GND | DAQ_6368_C4_S18 PFI 6/P1.6 | DAQ_6368_C4_S18 PFI 7/P1.7 | C
D | DAQ_6368_C4_S18 GND | DAQ_6368_C4_S18 PFI 3/P1.3 | DAQ_6368_C4_S18 PFI 2/P1.2 | DAQ_6368_C4_S18 GND | DAQ_6368_C4_S18 PFI 1/P1.1 | DAQ_6368_C4_S18 PFI 0/P1.0 | D
E | DAQ_6368_C4_S18 GND | DAQ_6368_C4_S18 P0.4 | DAQ_6368_C4_S18 P0.5 | DAQ_6368_C4_S18 GND | DAQ_6368_C4_S18 P0.6 | DAQ_6368_C4_S18 P0.7 | E
F | DAQ_6368_C4_S18 GND | DAQ_6368_C4_S18 P0.3 | DAQ_6368_C4_S18 P0.2 | DAQ_6368_C4_S18 GND | DAQ_6368_C4_S18 P0.1 | DAQ_6368_C4_S18 P0.0 | F
| 1 | 2 | 3 | 4 | 5 | 6
| P113 | GP | Multifunction IO 6368
| 1 | 2 | 3 | 4 | 5 | 6
A | [6 empty] | A
B |  | DAQ_6368_C3_S17 APFI 0 | DAQ_6368_C3_S17 GND | DAQ_6368_C3_S17 AO 1 | DAQ_6368_C3_S17 GND | DAQ_6368_C3_S17 AO 0 | B
C | DAQ_6368_C3_S17 AI 6+ | DAQ_6368_C3_S17 GND | DAQ_6368_C3_S17 AI 6- | DAQ_6368_C3_S17 AI 7- | DAQ_6368_C3_S17 GND | DAQ_6368_C3_S17 AI 7+ | C
D | DAQ_6368_C3_S17 AI 4+ | DAQ_6368_C3_S17 GND | DAQ_6368_C3_S17 AI 4- | DAQ_6368_C3_S17 AI 5- | DAQ_6368_C3_S17 GND | DAQ_6368_C3_S17 AI 5+ | D
E | DAQ_6368_C3_S17 AI 3+ | DAQ_6368_C3_S17 GND | DAQ_6368_C3_S17 AI 3- | DAQ_6368_C3_S17 AI 2- | DAQ_6368_C3_S17 GND | DAQ_6368_C3_S17 AI 2+ | E
F | DAQ_6368_C3_S17 AI 1+ | DAQ_6368_C3_S17 GND | DAQ_6368_C3_S17 AI 1- | DAQ_6368_C3_S17 AI 0- | DAQ_6368_C3_S17 GND | DAQ_6368_C3_S17 AI 0+ | F
| 1 | 2 | 3 | 4 | 5 | 6
| P118 | GP | Multifunction IO 6368
| 1 | 2 | 3 | 4 | 5 | 6
A | DAQ_6368_C3_S17 GND | DAQ_6368_C3_S17 PFI 12/P2.4 | DAQ_6368_C3_S17 PFI 13/P2.5 | DAQ_6368_C3_S17 GND | DAQ_6368_C3_S17 PFI 14/P2.6 | DAQ_6368_C3_S17 PFI 15/P2.7 | A
B | DAQ_6368_C3_S17 GND | DAQ_6368_C3_S17 PFI 11/P2.3 | DAQ_6368_C3_S17 PFI 10/P2.2 | DAQ_6368_C3_S17 GND | DAQ_6368_C3_S17 PFI 9/P2.1 | DAQ_6368_C3_S17 PFI 8/P2.0 | B
C | DAQ_6368_C3_S17 GND | DAQ_6368_C3_S17 PFI 4/P1.4 | DAQ_6368_C3_S17 PFI 5/P1.5 | DAQ_6368_C3_S17 GND | DAQ_6368_C3_S17 PFI 6/P1.6 | DAQ_6368_C3_S17 PFI 7/P1.7 | C
D | DAQ_6368_C3_S17 GND | DAQ_6368_C3_S17 PFI 3/P1.3 | DAQ_6368_C3_S17 PFI 2/P1.2 | DAQ_6368_C3_S17 GND | DAQ_6368_C3_S17 PFI 1/P1.1 | DAQ_6368_C3_S17 PFI 0/P1.0 | D
E | DAQ_6368_C3_S17 GND | DAQ_6368_C3_S17 P0.4 | DAQ_6368_C3_S17 P0.5 | DAQ_6368_C3_S17 GND | DAQ_6368_C3_S17 P0.6 | DAQ_6368_C3_S17 P0.7 | E
F | DAQ_6368_C3_S17 GND | DAQ_6368_C3_S17 P0.3 | DAQ_6368_C3_S17 P0.2 | DAQ_6368_C3_S17 GND | DAQ_6368_C3_S17 P0.1 | DAQ_6368_C3_S17 P0.0 | F
| 1 | 2 | 3 | 4 | 5 | 6
| P153 | GP | Multifunction IO 6368
| 1 | 2 | 3 | 4 | 5 | 6
A | [6 empty] | A
B |  | DAQ_6368_C2_S17 APFI 0 | DAQ_6368_C2_S17 GND | DAQ_6368_C2_S17 AO 1 | DAQ_6368_C2_S17 GND | DAQ_6368_C2_S17 AO 0 | B
C | DAQ_6368_C2_S17 AI 6+ | DAQ_6368_C2_S17 GND | DAQ_6368_C2_S17 AI 6- | DAQ_6368_C2_S17 AI 7- | DAQ_6368_C2_S17 GND | DAQ_6368_C2_S17 AI 7+ | C
D | DAQ_6368_C2_S17 AI 4+ | DAQ_6368_C2_S17 GND | DAQ_6368_C2_S17 AI 4- | DAQ_6368_C2_S17 AI 5- | DAQ_6368_C2_S17 GND | DAQ_6368_C2_S17 AI 5+ | D
E | DAQ_6368_C2_S17 AI 3+ | DAQ_6368_C2_S17 GND | DAQ_6368_C2_S17 AI 3- | DAQ_6368_C2_S17 AI 2- | DAQ_6368_C2_S17 GND | DAQ_6368_C2_S17 AI 2+ | E
F | DAQ_6368_C2_S17 AI 1+ | DAQ_6368_C2_S17 GND | DAQ_6368_C2_S17 AI 1- | DAQ_6368_C2_S17 AI 0- | DAQ_6368_C2_S17 GND | DAQ_6368_C2_S17 AI 0+ | F
| 1 | 2 | 3 | 4 | 5 | 6
| P158 | GP | Multifunction IO 6368
| 1 | 2 | 3 | 4 | 5 | 6
A | DAQ_6368_C2_S17 GND | DAQ_6368_C2_S17 PFI 12/P2.4 | DAQ_6368_C2_S17 PFI 13/P2.5 | DAQ_6368_C2_S17 GND | DAQ_6368_C2_S17 PFI 14/P2.6 | DAQ_6368_C2_S17 PFI 15/P2.7 | A
B | DAQ_6368_C2_S17 GND | DAQ_6368_C2_S17 PFI 11/P2.3 | DAQ_6368_C2_S17 PFI 10/P2.2 | DAQ_6368_C2_S17 GND | DAQ_6368_C2_S17 PFI 9/P2.1 | DAQ_6368_C2_S17 PFI 8/P2.0 | B
C | DAQ_6368_C2_S17 GND | DAQ_6368_C2_S17 PFI 4/P1.4 | DAQ_6368_C2_S17 PFI 5/P1.5 | DAQ_6368_C2_S17 GND | DAQ_6368_C2_S17 PFI 6/P1.6 | DAQ_6368_C2_S17 PFI 7/P1.7 | C
D | DAQ_6368_C2_S17 GND | DAQ_6368_C2_S17 PFI 3/P1.3 | DAQ_6368_C2_S17 PFI 2/P1.2 | DAQ_6368_C2_S17 GND | DAQ_6368_C2_S17 PFI 1/P1.1 | DAQ_6368_C2_S17 PFI 0/P1.0 | D
E | DAQ_6368_C2_S17 GND | DAQ_6368_C2_S17 P0.4 | DAQ_6368_C2_S17 P0.5 | DAQ_6368_C2_S17 GND | DAQ_6368_C2_S17 P0.6 | DAQ_6368_C2_S17 P0.7 | E
F | DAQ_6368_C2_S17 GND | DAQ_6368_C2_S17 P0.3 | DAQ_6368_C2_S17 P0.2 | DAQ_6368_C2_S17 GND | DAQ_6368_C2_S17 P0.1 | DAQ_6368_C2_S17 P0.0 | F
| 1 | 2 | 3 | 4 | 5 | 6
| P173 | GP | Multifunction IO 6368
| 1 | 2 | 3 | 4 | 5 | 6
A | [6 empty] | A
B |  | DAQ_6368_C1_S17 APFI 0 | DAQ_6368_C1_S17 GND | DAQ_6368_C1_S17 AO 1 | DAQ_6368_C1_S17 GND | DAQ_6368_C1_S17 AO 0 | B
C | DAQ_6368_C1_S17 AI 6+ | DAQ_6368_C1_S17 GND | DAQ_6368_C1_S17 AI 6- | DAQ_6368_C1_S17 AI 7- | DAQ_6368_C1_S17 GND | DAQ_6368_C1_S17 AI 7+ | C
D | DAQ_6368_C1_S17 AI 4+ | DAQ_6368_C1_S17 GND | DAQ_6368_C1_S17 AI 4- | DAQ_6368_C1_S17 AI 5- | DAQ_6368_C1_S17 GND | DAQ_6368_C1_S17 AI 5+ | D
E | DAQ_6368_C1_S17 AI 3+ | DAQ_6368_C1_S17 GND | DAQ_6368_C1_S17 AI 3- | DAQ_6368_C1_S17 AI 2- | DAQ_6368_C1_S17 GND | DAQ_6368_C1_S17 AI 2+ | E
F | DAQ_6368_C1_S17 AI 1+ | DAQ_6368_C1_S17 GND | DAQ_6368_C1_S17 AI 1- | DAQ_6368_C1_S17 AI 0- | DAQ_6368_C1_S17 GND | DAQ_6368_C1_S17 AI 0+ | F
| 1 | 2 | 3 | 4 | 5 | 6
| P178 | GP | Multifunction IO 6368
| 1 | 2 | 3 | 4 | 5 | 6
A | DAQ_6368_C1_S17 GND | DAQ_6368_C1_S17 PFI 12/P2.4 | DAQ_6368_C1_S17 PFI 13/P2.5 | DAQ_6368_C1_S17 GND | DAQ_6368_C1_S17 PFI 14/P2.6 | DAQ_6368_C1_S17 PFI 15/P2.7 | A
B | DAQ_6368_C1_S17 GND | DAQ_6368_C1_S17 PFI 11/P2.3 | DAQ_6368_C1_S17 PFI 10/P2.2 | DAQ_6368_C1_S17 GND | DAQ_6368_C1_S17 PFI 9/P2.1 | DAQ_6368_C1_S17 PFI 8/P2.0 | B
C | DAQ_6368_C1_S17 GND | DAQ_6368_C1_S17 PFI 4/P1.4 | DAQ_6368_C1_S17 PFI 5/P1.5 | DAQ_6368_C1_S17 GND | DAQ_6368_C1_S17 PFI 6/P1.6 | DAQ_6368_C1_S17 PFI 7/P1.7 | C
D | DAQ_6368_C1_S17 GND | DAQ_6368_C1_S17 PFI 3/P1.3 | DAQ_6368_C1_S17 PFI 2/P1.2 | DAQ_6368_C1_S17 GND | DAQ_6368_C1_S17 PFI 1/P1.1 | DAQ_6368_C1_S17 PFI 0/P1.0 | D
E | DAQ_6368_C1_S17 GND | DAQ_6368_C1_S17 P0.4 | DAQ_6368_C1_S17 P0.5 | DAQ_6368_C1_S17 GND | DAQ_6368_C1_S17 P0.6 | DAQ_6368_C1_S17 P0.7 | E
F | DAQ_6368_C1_S17 GND | DAQ_6368_C1_S17 P0.3 | DAQ_6368_C1_S17 P0.2 | DAQ_6368_C1_S17 GND | DAQ_6368_C1_S17 P0.1 | DAQ_6368_C1_S17 P0.0 | F
| 1 | 2 | 3 | 4 | 5 | 6
| P168 | Coax | Flying Lead Coaxial
| 1 | 2 | 3 | 4 | 5 | 6 | 7 | 8 | 9
A | SCOPE_5172_C1_S07 Ch: 0 A1 | SCOPE_5172_C1_S07 GND | [5 empty] | SCOPE_5172_C1_S08 GND | SCOPE_5172_C1_S08 Ch: 0 A9 | A
B | SCOPE_5172_C1_S07 GND | SCOPE_5172_C1_S07 Ch: 1 B2 | [5 empty] | SCOPE_5172_C1_S08 Ch: 1 B8 | SCOPE_5172_C1_S08 GND | B
C | SCOPE_5172_C1_S07 Ch: 2 C1 | SCOPE_5172_C1_S07 GND | [5 empty] | SCOPE_5172_C1_S08 GND | SCOPE_5172_C1_S08 Ch: 2 C9 | C
D | SCOPE_5172_C1_S07 GND | SCOPE_5172_C1_S07 Ch: 3 D2 | [5 empty] | SCOPE_5172_C1_S08 Ch: 3 D8 | SCOPE_5172_C1_S08 GND | D
E | SCOPE_5172_C1_S07 Ch: 4 E1 | SCOPE_5172_C1_S07 GND | [5 empty] | SCOPE_5172_C1_S08 GND | SCOPE_5172_C1_S08 Ch: 4 E9 | E
F | SCOPE_5172_C1_S07 GND | SCOPE_5172_C1_S07 Ch: 5 F2 | [5 empty] | SCOPE_5172_C1_S08 Ch: 5 F8 | SCOPE_5172_C1_S08 GND | F
G | SCOPE_5172_C1_S07 Ch: 6 G1 | SCOPE_5172_C1_S07 GND | [5 empty] | SCOPE_5172_C1_S08 GND | SCOPE_5172_C1_S08 Ch: 6 G9 | G
H | SCOPE_5172_C1_S07 GND | SCOPE_5172_C1_S07 Ch: 7 H2 | [5 empty] | SCOPE_5172_C1_S08 Ch: 7 H8 | SCOPE_5172_C1_S08 GND | H
| 1 | 2 | 3 | 4 | 5 | 6 | 7 | 8 | 9
| P148 | Coax | Flying Lead Coaxial
| 1 | 2 | 3 | 4 | 5 | 6 | 7 | 8 | 9
A | SCOPE_5172_C2_S07 Ch: 0 A1 | SCOPE_5172_C2_S07 GND | [5 empty] | SCOPE_5172_C2_S08 GND | SCOPE_5172_C2_S08 Ch: 0 A9 | A
B | SCOPE_5172_C2_S07 GND | SCOPE_5172_C2_S07 Ch: 1 B2 | [5 empty] | SCOPE_5172_C2_S08 Ch: 1 B8 | SCOPE_5172_C2_S08 GND | B
C | SCOPE_5172_C2_S07 Ch: 2 C1 | SCOPE_5172_C2_S07 GND | [5 empty] | SCOPE_5172_C2_S08 GND | SCOPE_5172_C2_S08 Ch: 2 C9 | C
D | SCOPE_5172_C2_S07 GND | SCOPE_5172_C2_S07 Ch: 3 D2 | [5 empty] | SCOPE_5172_C2_S08 Ch: 3 D8 | SCOPE_5172_C2_S08 GND | D
E | SCOPE_5172_C2_S07 Ch: 4 E1 | SCOPE_5172_C2_S07 GND | [5 empty] | SCOPE_5172_C2_S08 GND | SCOPE_5172_C2_S08 Ch: 4 E9 | E
F | SCOPE_5172_C2_S07 GND | SCOPE_5172_C2_S07 Ch: 5 F2 | [5 empty] | SCOPE_5172_C2_S08 Ch: 5 F8 | SCOPE_5172_C2_S08 GND | F
G | SCOPE_5172_C2_S07 Ch: 6 G1 | SCOPE_5172_C2_S07 GND | [5 empty] | SCOPE_5172_C2_S08 GND | SCOPE_5172_C2_S08 Ch: 6 G9 | G
H | SCOPE_5172_C2_S07 GND | SCOPE_5172_C2_S07 Ch: 7 H2 | [5 empty] | SCOPE_5172_C2_S08 Ch: 7 H8 | SCOPE_5172_C2_S08 GND | H
| 1 | 2 | 3 | 4 | 5 | 6 | 7 | 8 | 9
| P128 | Coax | Flying Lead Coaxial
| 1 | 2 | 3 | 4 | 5 | 6 | 7 | 8 | 9
A | SCOPE_5172_C4_S07 Ch: 0 A1 | SCOPE_5172_C4_S07 GND | [5 empty] | SCOPE_5172_C4_S08 GND | SCOPE_5172_C4_S08 Ch: 0 A9 | A
B | SCOPE_5172_C4_S07 GND | SCOPE_5172_C4_S07 Ch: 1 B2 | [5 empty] | SCOPE_5172_C4_S08 Ch: 1 B8 | SCOPE_5172_C4_S08 GND | B
C | SCOPE_5172_C4_S07 Ch: 2 C1 | SCOPE_5172_C4_S07 GND | [5 empty] | SCOPE_5172_C4_S08 GND | SCOPE_5172_C4_S08 Ch: 2 C9 | C
D | SCOPE_5172_C4_S07 GND | SCOPE_5172_C4_S07 Ch: 3 D2 | [5 empty] | SCOPE_5172_C4_S08 Ch: 3 D8 | SCOPE_5172_C4_S08 GND | D
E | SCOPE_5172_C4_S07 Ch: 4 E1 | SCOPE_5172_C4_S07 GND | [5 empty] | SCOPE_5172_C4_S08 GND | SCOPE_5172_C4_S08 Ch: 4 E9 | E
F | SCOPE_5172_C4_S07 GND | SCOPE_5172_C4_S07 Ch: 5 F2 | [5 empty] | SCOPE_5172_C4_S08 Ch: 5 F8 | SCOPE_5172_C4_S08 GND | F
G | SCOPE_5172_C4_S07 Ch: 6 G1 | SCOPE_5172_C4_S07 GND | [5 empty] | SCOPE_5172_C4_S08 GND | SCOPE_5172_C4_S08 Ch: 6 G9 | G
H | SCOPE_5172_C4_S07 GND | SCOPE_5172_C4_S07 Ch: 7 H2 | [5 empty] | SCOPE_5172_C4_S08 Ch: 7 H8 | SCOPE_5172_C4_S08 GND | H
| 1 | 2 | 3 | 4 | 5 | 6 | 7 | 8 | 9
| P108 | Coax | Flying Lead Coaxial
| 1 | 2 | 3 | 4 | 5 | 6 | 7 | 8 | 9
A | SCOPE_5172_C3_S07 Ch: 0 A1 | SCOPE_5172_C3_S07 GND | [5 empty] | SCOPE_5172_C3_S08 GND | SCOPE_5172_C3_S08 Ch: 0 A9 | A
B | SCOPE_5172_C3_S07 GND | SCOPE_5172_C3_S07 Ch: 1 B2 | [5 empty] | SCOPE_5172_C3_S08 Ch: 1 B8 | SCOPE_5172_C3_S08 GND | B
C | SCOPE_5172_C3_S07 Ch: 2 C1 | SCOPE_5172_C3_S07 GND | [5 empty] | SCOPE_5172_C3_S08 GND | SCOPE_5172_C3_S08 Ch: 2 C9 | C
D | SCOPE_5172_C3_S07 GND | SCOPE_5172_C3_S07 Ch: 3 D2 | [5 empty] | SCOPE_5172_C3_S08 Ch: 3 D8 | SCOPE_5172_C3_S08 GND | D
E | SCOPE_5172_C3_S07 Ch: 4 E1 | SCOPE_5172_C3_S07 GND | [5 empty] | SCOPE_5172_C3_S08 GND | SCOPE_5172_C3_S08 Ch: 4 E9 | E
F | SCOPE_5172_C3_S07 GND | SCOPE_5172_C3_S07 Ch: 5 F2 | [5 empty] | SCOPE_5172_C3_S08 Ch: 5 F8 | SCOPE_5172_C3_S08 GND | F
G | SCOPE_5172_C3_S07 Ch: 6 G1 | SCOPE_5172_C3_S07 GND | [5 empty] | SCOPE_5172_C3_S08 GND | SCOPE_5172_C3_S08 Ch: 6 G9 | G
H | SCOPE_5172_C3_S07 GND | SCOPE_5172_C3_S07 Ch: 7 H2 | [5 empty] | SCOPE_5172_C3_S08 Ch: 7 H8 | SCOPE_5172_C3_S08 GND | H
| 1 | 2 | 3 | 4 | 5 | 6 | 7 | 8 | 9
| P162 | GP | SMU 4139 High Precision
| 1 | 2 | 3 | 4 | 5 | 6
A | SMU_4139_C1_S13 HI SENSE CH0 | SMU_4139_C1_S13 HI CH0 |  |  | SMU_4139_C1_S14 HI CH0 | SMU_4139_C1_S14 HI SENSE CH0 | A
B |  | SMU_4139_C1_S13 GUARD |  |  | SMU_4139_C1_S14 GUARD |  | B
C | SMU_4139_C1_S13 LO CH0 | SMU_4139_C1_S13 LO SENSE CH0 | SMU_4139_C1_S13 SHLD GND | SMU_4139_C1_S14 SHLD GND | SMU_4139_C1_S14 LO SENSE CH0 | SMU_4139_C1_S14 LO CH0 | C
D | SMU_4139_C1_S16 LO CH0 | SMU_4139_C1_S16 LO SENSE CH0 | SMU_4139_C1_S16 SHLD GND | SMU_4139_C1_S15 SHLD GND | SMU_4139_C1_S15 LO SENSE CH0 | SMU_4139_C1_S15 LO CH0 | D
E |  | SMU_4139_C1_S16 GUARD |  |  | SMU_4139_C1_S15 GUARD |  | E
F | SMU_4139_C1_S16 HI SENSE CH0 | SMU_4139_C1_S16 HI CH0 |  |  | SMU_4139_C1_S15 HI CH0 | SMU_4139_C1_S15 HI SENSE CH0 | F
| 1 | 2 | 3 | 4 | 5 | 6
| P122 | GP | SMU 4137 High Precision
| 1 | 2 | 3 | 4 | 5 | 6
A | SMU_4137_C4_S13 HI SENSE CH0 | SMU_4137_C4_S13 HI CH0 |  |  | SMU_4137_C4_S14 HI CH0 | SMU_4137_C4_S14 HI SENSE CH0 | A
B |  | SMU_4137_C4_S13 GUARD |  |  | SMU_4137_C4_S14 GUARD |  | B
C | SMU_4137_C4_S13 LO CH0 | SMU_4137_C4_S13 LO SENSE CH0 |  |  | SMU_4137_C4_S14 LO SENSE CH0 | SMU_4137_C4_S14 LO CH0 | C
D | SMU_4137_C4_S16 LO CH0 | SMU_4137_C4_S16 LO SENSE CH0 |  |  | SMU_4137_C4_S15 LO SENSE CH0 | SMU_4137_C4_S15 LO CH0 | D
E |  | SMU_4137_C4_S16 GUARD |  |  | SMU_4137_C4_S15 GUARD |  | E
F | SMU_4137_C4_S16 HI SENSE CH0 | SMU_4137_C4_S16 HI CH0 |  |  | SMU_4137_C4_S15 HI CH0 | SMU_4137_C4_S15 HI SENSE CH0 | F
| 1 | 2 | 3 | 4 | 5 | 6
| P102 | GP | SMU 4137 High Precision
| 1 | 2 | 3 | 4 | 5 | 6
A | SMU_4137_C3_S13 HI SENSE CH0 | SMU_4137_C3_S13 HI CH0 |  |  | SMU_4137_C3_S14 HI CH0 | SMU_4137_C3_S14 HI SENSE CH0 | A
B |  | SMU_4137_C3_S13 GUARD |  |  | SMU_4137_C3_S14 GUARD |  | B
C | SMU_4137_C3_S13 LO CH0 | SMU_4137_C3_S13 LO SENSE CH0 |  |  | SMU_4137_C3_S14 LO SENSE CH0 | SMU_4137_C3_S14 LO CH0 | C
D | SMU_4137_C3_S16 LO CH0 | SMU_4137_C3_S16 LO SENSE CH0 |  |  | SMU_4137_C3_S15 LO SENSE CH0 | SMU_4137_C3_S15 LO CH0 | D
E |  | SMU_4137_C3_S16 GUARD |  |  | SMU_4137_C3_S15 GUARD |  | E
F | SMU_4137_C3_S16 HI SENSE CH0 | SMU_4137_C3_S16 HI CH0 |  |  | SMU_4137_C3_S15 HI CH0 | SMU_4137_C3_S15 HI SENSE CH0 | F
| 1 | 2 | 3 | 4 | 5 | 6
| P175 | GP | SMU 4163 High Density
| 1 | 2 | 3 | 4 | 5 | 6
A | SMU_4163_C1_S04 HI CH0 | SMU_4163_C1_S04 HI SENSE CH0 | SMU_4163_C1_S04 HI CH3 | SMU_4163_C1_S04 SHLD GND | SMU_4163_C1_S04 HI SENSE CH11 | SMU_4163_C1_S04 HI CH11 | A
B | SMU_4163_C1_S04 HI CH1 | SMU_4163_C1_S04 HI SENSE CH1 | SMU_4163_C1_S04 HI SENSE CH3 |  | SMU_4163_C1_S04 HI SENSE CH10 | SMU_4163_C1_S04 HI CH10 | B
C | SMU_4163_C1_S04 HI CH2 | SMU_4163_C1_S04 HI SENSE CH2 | SMU_4163_C1_S04 LO | SMU_4163_C1_S04 LO | SMU_4163_C1_S04 LO SENSE CH6-11 |  | C
D |  | SMU_4163_C1_S04 LO SENSE CH0-5 | SMU_4163_C1_S04 LO | SMU_4163_C1_S04 LO | SMU_4163_C1_S04 HI SENSE CH8 | SMU_4163_C1_S04 HI CH8 | D
E | SMU_4163_C1_S04 HI CH4 | SMU_4163_C1_S04 HI SENSE CH4 |  | SMU_4163_C1_S04 HI SENSE CH9 | SMU_4163_C1_S04 HI SENSE CH7 | SMU_4163_C1_S04 HI CH7 | E
F | SMU_4163_C1_S04 HI CH5 | SMU_4163_C1_S04 HI SENSE CH5 | SMU_4163_C1_S04 SHLD GND | SMU_4163_C1_S04 HI CH9 | SMU_4163_C1_S04 HI SENSE CH6 | SMU_4163_C1_S04 HI CH6 | F
| 1 | 2 | 3 | 4 | 5 | 6
| P179 | GP | SMU 4163 High Density
| 1 | 2 | 3 | 4 | 5 | 6
A | SMU_4163_C1_S04 HI CH12 | SMU_4163_C1_S04 HI SENSE CH12 | SMU_4163_C1_S04 HI CH15 | SMU_4163_C1_S04 SHLD GND | SMU_4163_C1_S04 HI SENSE CH23 | SMU_4163_C1_S04 HI CH23 | A
B | SMU_4163_C1_S04 HI CH13 | SMU_4163_C1_S04 HI SENSE CH13 | SMU_4163_C1_S04 HI SENSE CH15 |  | SMU_4163_C1_S04 HI SENSE CH22 | SMU_4163_C1_S04 HI CH22 | B
C | SMU_4163_C1_S04 HI CH14 | SMU_4163_C1_S04 HI SENSE CH14 | SMU_4163_C1_S04 LO | SMU_4163_C1_S04 LO | SMU_4163_C1_S04 LO SENSE CH18-23 |  | C
D |  | SMU_4163_C1_S04 LO SENSE CH12-17 | SMU_4163_C1_S04 LO | SMU_4163_C1_S04 LO | SMU_4163_C1_S04 HI SENSE CH20 | SMU_4163_C1_S04 HI CH20 | D
E | SMU_4163_C1_S04 HI CH16 | SMU_4163_C1_S04 HI SENSE CH16 |  | SMU_4163_C1_S04 HI SENSE CH21 | SMU_4163_C1_S04 HI SENSE CH19 | SMU_4163_C1_S04 HI CH19 | E
F | SMU_4163_C1_S04 HI CH17 | SMU_4163_C1_S04 HI SENSE CH17 | SMU_4163_C1_S04 SHLD GND | SMU_4163_C1_S04 HI CH21 | SMU_4163_C1_S04 HI SENSE CH18 | SMU_4163_C1_S04 HI CH18 | F
| 1 | 2 | 3 | 4 | 5 | 6
| P127 | GP | SMU 4163 High Density
| 1 | 2 | 3 | 4 | 5 | 6
A | SMU_4163_C4_S05 HI CH0 | SMU_4163_C4_S05 HI SENSE CH0 | SMU_4163_C4_S05 HI CH3 | SMU_4163_C4_S05 SHLD GND | SMU_4163_C4_S05 HI SENSE CH11 | SMU_4163_C4_S05 HI CH11 | A
B | SMU_4163_C4_S05 HI CH1 | SMU_4163_C4_S05 HI SENSE CH1 | SMU_4163_C4_S05 HI SENSE CH3 |  | SMU_4163_C4_S05 HI SENSE CH10 | SMU_4163_C4_S05 HI CH10 | B
C | SMU_4163_C4_S05 HI CH2 | SMU_4163_C4_S05 HI SENSE CH2 | SMU_4163_C4_S05 LO | SMU_4163_C4_S05 LO | SMU_4163_C4_S05 LO SENSE CH6-11 |  | C
D |  | SMU_4163_C4_S05 LO SENSE CH0-5 | SMU_4163_C4_S05 LO | SMU_4163_C4_S05 LO | SMU_4163_C4_S05 HI SENSE CH8 | SMU_4163_C4_S05 HI CH8 | D
E | SMU_4163_C4_S05 HI CH4 | SMU_4163_C4_S05 HI SENSE CH4 |  | SMU_4163_C4_S05 HI SENSE CH9 | SMU_4163_C4_S05 HI SENSE CH7 | SMU_4163_C4_S05 HI CH7 | E
F | SMU_4163_C4_S05 HI CH5 | SMU_4163_C4_S05 HI SENSE CH5 | SMU_4163_C4_S05 SHLD GND | SMU_4163_C4_S05 HI CH9 | SMU_4163_C4_S05 HI SENSE CH6 | SMU_4163_C4_S05 HI CH6 | F
| 1 | 2 | 3 | 4 | 5 | 6
| P131 | GP | SMU 4163 High Density
| 1 | 2 | 3 | 4 | 5 | 6
A | SMU_4163_C4_S05 HI CH12 | SMU_4163_C4_S05 HI SENSE CH12 | SMU_4163_C4_S05 HI CH15 | SMU_4163_C4_S05 SHLD GND | SMU_4163_C4_S05 HI SENSE CH23 | SMU_4163_C4_S05 HI CH23 | A
B | SMU_4163_C4_S05 HI CH13 | SMU_4163_C4_S05 HI SENSE CH13 | SMU_4163_C4_S05 HI SENSE CH15 |  | SMU_4163_C4_S05 HI SENSE CH22 | SMU_4163_C4_S05 HI CH22 | B
C | SMU_4163_C4_S05 HI CH14 | SMU_4163_C4_S05 HI SENSE CH14 | SMU_4163_C4_S05 LO | SMU_4163_C4_S05 LO | SMU_4163_C4_S05 LO SENSE CH18-23 |  | C
D |  | SMU_4163_C4_S05 LO SENSE CH12-17 | SMU_4163_C4_S05 LO | SMU_4163_C4_S05 LO | SMU_4163_C4_S05 HI SENSE CH20 | SMU_4163_C4_S05 HI CH20 | D
E | SMU_4163_C4_S05 HI CH16 | SMU_4163_C4_S05 HI SENSE CH16 |  | SMU_4163_C4_S05 HI SENSE CH21 | SMU_4163_C4_S05 HI SENSE CH19 | SMU_4163_C4_S05 HI CH19 | E
F | SMU_4163_C4_S05 HI CH17 | SMU_4163_C4_S05 HI SENSE CH17 | SMU_4163_C4_S05 SHLD GND | SMU_4163_C4_S05 HI CH21 | SMU_4163_C4_S05 HI SENSE CH18 | SMU_4163_C4_S05 HI CH18 | F
| 1 | 2 | 3 | 4 | 5 | 6
| P125 | GP | SMU 4163 High Density
| 1 | 2 | 3 | 4 | 5 | 6
A | SMU_4163_C4_S06 HI CH0 | SMU_4163_C4_S06 HI SENSE CH0 | SMU_4163_C4_S06 HI CH3 | SMU_4163_C4_S06 SHLD GND | SMU_4163_C4_S06 HI SENSE CH11 | SMU_4163_C4_S06 HI CH11 | A
B | SMU_4163_C4_S06 HI CH1 | SMU_4163_C4_S06 HI SENSE CH1 | SMU_4163_C4_S06 HI SENSE CH3 |  | SMU_4163_C4_S06 HI SENSE CH10 | SMU_4163_C4_S06 HI CH10 | B
C | SMU_4163_C4_S06 HI CH2 | SMU_4163_C4_S06 HI SENSE CH2 | SMU_4163_C4_S06 LO | SMU_4163_C4_S06 LO | SMU_4163_C4_S06 LO SENSE CH6-11 |  | C
D |  | SMU_4163_C4_S06 LO SENSE CH0-5 | SMU_4163_C4_S06 LO | SMU_4163_C4_S06 LO | SMU_4163_C4_S06 HI SENSE CH8 | SMU_4163_C4_S06 HI CH8 | D
E | SMU_4163_C4_S06 HI CH4 | SMU_4163_C4_S06 HI SENSE CH4 |  | SMU_4163_C4_S06 HI SENSE CH9 | SMU_4163_C4_S06 HI SENSE CH7 | SMU_4163_C4_S06 HI CH7 | E
F | SMU_4163_C4_S06 HI CH5 | SMU_4163_C4_S06 HI SENSE CH5 | SMU_4163_C4_S06 SHLD GND | SMU_4163_C4_S06 HI CH9 | SMU_4163_C4_S06 HI SENSE CH6 | SMU_4163_C4_S06 HI CH6 | F
| 1 | 2 | 3 | 4 | 5 | 6
| P129 | GP | SMU 4163 High Density
| 1 | 2 | 3 | 4 | 5 | 6
A | SMU_4163_C4_S06 HI CH12 | SMU_4163_C4_S06 HI SENSE CH12 | SMU_4163_C4_S06 HI CH15 | SMU_4163_C4_S06 SHLD GND | SMU_4163_C4_S06 HI SENSE CH23 | SMU_4163_C4_S06 HI CH23 | A
B | SMU_4163_C4_S06 HI CH13 | SMU_4163_C4_S06 HI SENSE CH13 | SMU_4163_C4_S06 HI SENSE CH15 |  | SMU_4163_C4_S06 HI SENSE CH22 | SMU_4163_C4_S06 HI CH22 | B
C | SMU_4163_C4_S06 HI CH14 | SMU_4163_C4_S06 HI SENSE CH14 | SMU_4163_C4_S06 LO | SMU_4163_C4_S06 LO | SMU_4163_C4_S06 LO SENSE CH18-23 |  | C
D |  | SMU_4163_C4_S06 LO SENSE CH12-17 | SMU_4163_C4_S06 LO | SMU_4163_C4_S06 LO | SMU_4163_C4_S06 HI SENSE CH20 | SMU_4163_C4_S06 HI CH20 | D
E | SMU_4163_C4_S06 HI CH16 | SMU_4163_C4_S06 HI SENSE CH16 |  | SMU_4163_C4_S06 HI SENSE CH21 | SMU_4163_C4_S06 HI SENSE CH19 | SMU_4163_C4_S06 HI CH19 | E
F | SMU_4163_C4_S06 HI CH17 | SMU_4163_C4_S06 HI SENSE CH17 | SMU_4163_C4_S06 SHLD GND | SMU_4163_C4_S06 HI CH21 | SMU_4163_C4_S06 HI SENSE CH18 | SMU_4163_C4_S06 HI CH18 | F
| 1 | 2 | 3 | 4 | 5 | 6
| P135 | GP | SMU 4163 High Density
| 1 | 2 | 3 | 4 | 5 | 6
A | SMU_4163_C4_S04 HI CH0 | SMU_4163_C4_S04 HI SENSE CH0 | SMU_4163_C4_S04 HI CH3 | SMU_4163_C4_S04 SHLD GND | SMU_4163_C4_S04 HI SENSE CH11 | SMU_4163_C4_S04 HI CH11 | A
B | SMU_4163_C4_S04 HI CH1 | SMU_4163_C4_S04 HI SENSE CH1 | SMU_4163_C4_S04 HI SENSE CH3 |  | SMU_4163_C4_S04 HI SENSE CH10 | SMU_4163_C4_S04 HI CH10 | B
C | SMU_4163_C4_S04 HI CH2 | SMU_4163_C4_S04 HI SENSE CH2 | SMU_4163_C4_S04 LO | SMU_4163_C4_S04 LO | SMU_4163_C4_S04 LO SENSE CH6-11 |  | C
D |  | SMU_4163_C4_S04 LO SENSE CH0-5 | SMU_4163_C4_S04 LO | SMU_4163_C4_S04 LO | SMU_4163_C4_S04 HI SENSE CH8 | SMU_4163_C4_S04 HI CH8 | D
E | SMU_4163_C4_S04 HI CH4 | SMU_4163_C4_S04 HI SENSE CH4 |  | SMU_4163_C4_S04 HI SENSE CH9 | SMU_4163_C4_S04 HI SENSE CH7 | SMU_4163_C4_S04 HI CH7 | E
F | SMU_4163_C4_S04 HI CH5 | SMU_4163_C4_S04 HI SENSE CH5 | SMU_4163_C4_S04 SHLD GND | SMU_4163_C4_S04 HI CH9 | SMU_4163_C4_S04 HI SENSE CH6 | SMU_4163_C4_S04 HI CH6 | F
| 1 | 2 | 3 | 4 | 5 | 6
| P139 | GP | SMU 4163 High Density
| 1 | 2 | 3 | 4 | 5 | 6
A | SMU_4163_C4_S04 HI CH12 | SMU_4163_C4_S04 HI SENSE CH12 | SMU_4163_C4_S04 HI CH15 | SMU_4163_C4_S04 SHLD GND | SMU_4163_C4_S04 HI SENSE CH23 | SMU_4163_C4_S04 HI CH23 | A
B | SMU_4163_C4_S04 HI CH13 | SMU_4163_C4_S04 HI SENSE CH13 | SMU_4163_C4_S04 HI SENSE CH15 |  | SMU_4163_C4_S04 HI SENSE CH22 | SMU_4163_C4_S04 HI CH22 | B
C | SMU_4163_C4_S04 HI CH14 | SMU_4163_C4_S04 HI SENSE CH14 | SMU_4163_C4_S04 LO | SMU_4163_C4_S04 LO | SMU_4163_C4_S04 LO SENSE CH18-23 |  | C
D |  | SMU_4163_C4_S04 LO SENSE CH12-17 | SMU_4163_C4_S04 LO | SMU_4163_C4_S04 LO | SMU_4163_C4_S04 HI SENSE CH20 | SMU_4163_C4_S04 HI CH20 | D
E | SMU_4163_C4_S04 HI CH16 | SMU_4163_C4_S04 HI SENSE CH16 |  | SMU_4163_C4_S04 HI SENSE CH21 | SMU_4163_C4_S04 HI SENSE CH19 | SMU_4163_C4_S04 HI CH19 | E
F | SMU_4163_C4_S04 HI CH17 | SMU_4163_C4_S04 HI SENSE CH17 | SMU_4163_C4_S04 SHLD GND | SMU_4163_C4_S04 HI CH21 | SMU_4163_C4_S04 HI SENSE CH18 | SMU_4163_C4_S04 HI CH18 | F
| 1 | 2 | 3 | 4 | 5 | 6
| P105 | GP | SMU 4163 High Density
| 1 | 2 | 3 | 4 | 5 | 6
A | SMU_4163_C3_S06 HI CH0 | SMU_4163_C3_S06 HI SENSE CH0 | SMU_4163_C3_S06 HI CH3 | SMU_4163_C3_S06 SHLD GND | SMU_4163_C3_S06 HI SENSE CH11 | SMU_4163_C3_S06 HI CH11 | A
B | SMU_4163_C3_S06 HI CH1 | SMU_4163_C3_S06 HI SENSE CH1 | SMU_4163_C3_S06 HI SENSE CH3 |  | SMU_4163_C3_S06 HI SENSE CH10 | SMU_4163_C3_S06 HI CH10 | B
C | SMU_4163_C3_S06 HI CH2 | SMU_4163_C3_S06 HI SENSE CH2 | SMU_4163_C3_S06 LO | SMU_4163_C3_S06 LO | SMU_4163_C3_S06 LO SENSE CH6-11 |  | C
D |  | SMU_4163_C3_S06 LO SENSE CH0-5 | SMU_4163_C3_S06 LO | SMU_4163_C3_S06 LO | SMU_4163_C3_S06 HI SENSE CH8 | SMU_4163_C3_S06 HI CH8 | D
E | SMU_4163_C3_S06 HI CH4 | SMU_4163_C3_S06 HI SENSE CH4 |  | SMU_4163_C3_S06 HI SENSE CH9 | SMU_4163_C3_S06 HI SENSE CH7 | SMU_4163_C3_S06 HI CH7 | E
F | SMU_4163_C3_S06 HI CH5 | SMU_4163_C3_S06 HI SENSE CH5 | SMU_4163_C3_S06 SHLD GND | SMU_4163_C3_S06 HI CH9 | SMU_4163_C3_S06 HI SENSE CH6 | SMU_4163_C3_S06 HI CH6 | F
| 1 | 2 | 3 | 4 | 5 | 6
| P109 | GP | SMU 4163 High Density
| 1 | 2 | 3 | 4 | 5 | 6
A | SMU_4163_C3_S06 HI CH12 | SMU_4163_C3_S06 HI SENSE CH12 | SMU_4163_C3_S06 HI CH15 | SMU_4163_C3_S06 SHLD GND | SMU_4163_C3_S06 HI SENSE CH23 | SMU_4163_C3_S06 HI CH23 | A
B | SMU_4163_C3_S06 HI CH13 | SMU_4163_C3_S06 HI SENSE CH13 | SMU_4163_C3_S06 HI SENSE CH15 |  | SMU_4163_C3_S06 HI SENSE CH22 | SMU_4163_C3_S06 HI CH22 | B
C | SMU_4163_C3_S06 HI CH14 | SMU_4163_C3_S06 HI SENSE CH14 | SMU_4163_C3_S06 LO | SMU_4163_C3_S06 LO | SMU_4163_C3_S06 LO SENSE CH18-23 |  | C
D |  | SMU_4163_C3_S06 LO SENSE CH12-17 | SMU_4163_C3_S06 LO | SMU_4163_C3_S06 LO | SMU_4163_C3_S06 HI SENSE CH20 | SMU_4163_C3_S06 HI CH20 | D
E | SMU_4163_C3_S06 HI CH16 | SMU_4163_C3_S06 HI SENSE CH16 |  | SMU_4163_C3_S06 HI SENSE CH21 | SMU_4163_C3_S06 HI SENSE CH19 | SMU_4163_C3_S06 HI CH19 | E
F | SMU_4163_C3_S06 HI CH17 | SMU_4163_C3_S06 HI SENSE CH17 | SMU_4163_C3_S06 SHLD GND | SMU_4163_C3_S06 HI CH21 | SMU_4163_C3_S06 HI SENSE CH18 | SMU_4163_C3_S06 HI CH18 | F
| 1 | 2 | 3 | 4 | 5 | 6
| P155 | GP | SMU 4163 High Density
| 1 | 2 | 3 | 4 | 5 | 6
A | SMU_4163_C2_S04 HI CH0 | SMU_4163_C2_S04 HI SENSE CH0 | SMU_4163_C2_S04 HI CH3 | SMU_4163_C2_S04 SHLD GND | SMU_4163_C2_S04 HI SENSE CH11 | SMU_4163_C2_S04 HI CH11 | A
B | SMU_4163_C2_S04 HI CH1 | SMU_4163_C2_S04 HI SENSE CH1 | SMU_4163_C2_S04 HI SENSE CH3 |  | SMU_4163_C2_S04 HI SENSE CH10 | SMU_4163_C2_S04 HI CH10 | B
C | SMU_4163_C2_S04 HI CH2 | SMU_4163_C2_S04 HI SENSE CH2 | SMU_4163_C2_S04 LO | SMU_4163_C2_S04 LO | SMU_4163_C2_S04 LO SENSE CH6-11 |  | C
D |  | SMU_4163_C2_S04 LO SENSE CH0-5 | SMU_4163_C2_S04 LO | SMU_4163_C2_S04 LO | SMU_4163_C2_S04 HI SENSE CH8 | SMU_4163_C2_S04 HI CH8 | D
E | SMU_4163_C2_S04 HI CH4 | SMU_4163_C2_S04 HI SENSE CH4 |  | SMU_4163_C2_S04 HI SENSE CH9 | SMU_4163_C2_S04 HI SENSE CH7 | SMU_4163_C2_S04 HI CH7 | E
F | SMU_4163_C2_S04 HI CH5 | SMU_4163_C2_S04 HI SENSE CH5 | SMU_4163_C2_S04 SHLD GND | SMU_4163_C2_S04 HI CH9 | SMU_4163_C2_S04 HI SENSE CH6 | SMU_4163_C2_S04 HI CH6 | F
| 1 | 2 | 3 | 4 | 5 | 6
| P159 | GP | SMU 4163 High Density
| 1 | 2 | 3 | 4 | 5 | 6
A | SMU_4163_C2_S04 HI CH12 | SMU_4163_C2_S04 HI SENSE CH12 | SMU_4163_C2_S04 HI CH15 | SMU_4163_C2_S04 SHLD GND | SMU_4163_C2_S04 HI SENSE CH23 | SMU_4163_C2_S04 HI CH23 | A
B | SMU_4163_C2_S04 HI CH13 | SMU_4163_C2_S04 HI SENSE CH13 | SMU_4163_C2_S04 HI SENSE CH15 |  | SMU_4163_C2_S04 HI SENSE CH22 | SMU_4163_C2_S04 HI CH22 | B
C | SMU_4163_C2_S04 HI CH14 | SMU_4163_C2_S04 HI SENSE CH14 | SMU_4163_C2_S04 LO | SMU_4163_C2_S04 LO | SMU_4163_C2_S04 LO SENSE CH18-23 |  | C
D |  | SMU_4163_C2_S04 LO SENSE CH12-17 | SMU_4163_C2_S04 LO | SMU_4163_C2_S04 LO | SMU_4163_C2_S04 HI SENSE CH20 | SMU_4163_C2_S04 HI CH20 | D
E | SMU_4163_C2_S04 HI CH16 | SMU_4163_C2_S04 HI SENSE CH16 |  | SMU_4163_C2_S04 HI SENSE CH21 | SMU_4163_C2_S04 HI SENSE CH19 | SMU_4163_C2_S04 HI CH19 | E
F | SMU_4163_C2_S04 HI CH17 | SMU_4163_C2_S04 HI SENSE CH17 | SMU_4163_C2_S04 SHLD GND | SMU_4163_C2_S04 HI CH21 | SMU_4163_C2_S04 HI SENSE CH18 | SMU_4163_C2_S04 HI CH18 | F
| 1 | 2 | 3 | 4 | 5 | 6
| P147 | GP | SMU 4163 High Density
| 1 | 2 | 3 | 4 | 5 | 6
A | SMU_4163_C2_S05 HI CH0 | SMU_4163_C2_S05 HI SENSE CH0 | SMU_4163_C2_S05 HI CH3 | SMU_4163_C2_S05 SHLD GND | SMU_4163_C2_S05 HI SENSE CH11 | SMU_4163_C2_S05 HI CH11 | A
B | SMU_4163_C2_S05 HI CH1 | SMU_4163_C2_S05 HI SENSE CH1 | SMU_4163_C2_S05 HI SENSE CH3 |  | SMU_4163_C2_S05 HI SENSE CH10 | SMU_4163_C2_S05 HI CH10 | B
C | SMU_4163_C2_S05 HI CH2 | SMU_4163_C2_S05 HI SENSE CH2 | SMU_4163_C2_S05 LO | SMU_4163_C2_S05 LO | SMU_4163_C2_S05 LO SENSE CH6-11 |  | C
D |  | SMU_4163_C2_S05 LO SENSE CH0-5 | SMU_4163_C2_S05 LO | SMU_4163_C2_S05 LO | SMU_4163_C2_S05 HI SENSE CH8 | SMU_4163_C2_S05 HI CH8 | D
E | SMU_4163_C2_S05 HI CH4 | SMU_4163_C2_S05 HI SENSE CH4 |  | SMU_4163_C2_S05 HI SENSE CH9 | SMU_4163_C2_S05 HI SENSE CH7 | SMU_4163_C2_S05 HI CH7 | E
F | SMU_4163_C2_S05 HI CH5 | SMU_4163_C2_S05 HI SENSE CH5 | SMU_4163_C2_S05 SHLD GND | SMU_4163_C2_S05 HI CH9 | SMU_4163_C2_S05 HI SENSE CH6 | SMU_4163_C2_S05 HI CH6 | F
| 1 | 2 | 3 | 4 | 5 | 6
| P151 | GP | SMU 4163 High Density
| 1 | 2 | 3 | 4 | 5 | 6
A | SMU_4163_C2_S05 HI CH12 | SMU_4163_C2_S05 HI SENSE CH12 | SMU_4163_C2_S05 HI CH15 | SMU_4163_C2_S05 SHLD GND | SMU_4163_C2_S05 HI SENSE CH23 | SMU_4163_C2_S05 HI CH23 | A
B | SMU_4163_C2_S05 HI CH13 | SMU_4163_C2_S05 HI SENSE CH13 | SMU_4163_C2_S05 HI SENSE CH15 |  | SMU_4163_C2_S05 HI SENSE CH22 | SMU_4163_C2_S05 HI CH22 | B
C | SMU_4163_C2_S05 HI CH14 | SMU_4163_C2_S05 HI SENSE CH14 | SMU_4163_C2_S05 LO | SMU_4163_C2_S05 LO | SMU_4163_C2_S05 LO SENSE CH18-23 |  | C
D |  | SMU_4163_C2_S05 LO SENSE CH12-17 | SMU_4163_C2_S05 LO | SMU_4163_C2_S05 LO | SMU_4163_C2_S05 HI SENSE CH20 | SMU_4163_C2_S05 HI CH20 | D
E | SMU_4163_C2_S05 HI CH16 | SMU_4163_C2_S05 HI SENSE CH16 |  | SMU_4163_C2_S05 HI SENSE CH21 | SMU_4163_C2_S05 HI SENSE CH19 | SMU_4163_C2_S05 HI CH19 | E
F | SMU_4163_C2_S05 HI CH17 | SMU_4163_C2_S05 HI SENSE CH17 | SMU_4163_C2_S05 SHLD GND | SMU_4163_C2_S05 HI CH21 | SMU_4163_C2_S05 HI SENSE CH18 | SMU_4163_C2_S05 HI CH18 | F
| 1 | 2 | 3 | 4 | 5 | 6
| P167 | GP | SMU 4163 High Density
| 1 | 2 | 3 | 4 | 5 | 6
A | SMU_4163_C1_S05 HI CH0 | SMU_4163_C1_S05 HI SENSE CH0 | SMU_4163_C1_S05 HI CH3 | SMU_4163_C1_S05 SHLD GND | SMU_4163_C1_S05 HI SENSE CH11 | SMU_4163_C1_S05 HI CH11 | A
B | SMU_4163_C1_S05 HI CH1 | SMU_4163_C1_S05 HI SENSE CH1 | SMU_4163_C1_S05 HI SENSE CH3 |  | SMU_4163_C1_S05 HI SENSE CH10 | SMU_4163_C1_S05 HI CH10 | B
C | SMU_4163_C1_S05 HI CH2 | SMU_4163_C1_S05 HI SENSE CH2 | SMU_4163_C1_S05 LO | SMU_4163_C1_S05 LO | SMU_4163_C1_S05 LO SENSE CH6-11 |  | C
D |  | SMU_4163_C1_S05 LO SENSE CH0-5 | SMU_4163_C1_S05 LO | SMU_4163_C1_S05 LO | SMU_4163_C1_S05 HI SENSE CH8 | SMU_4163_C1_S05 HI CH8 | D
E | SMU_4163_C1_S05 HI CH4 | SMU_4163_C1_S05 HI SENSE CH4 |  | SMU_4163_C1_S05 HI SENSE CH9 | SMU_4163_C1_S05 HI SENSE CH7 | SMU_4163_C1_S05 HI CH7 | E
F | SMU_4163_C1_S05 HI CH5 | SMU_4163_C1_S05 HI SENSE CH5 | SMU_4163_C1_S05 SHLD GND | SMU_4163_C1_S05 HI CH9 | SMU_4163_C1_S05 HI SENSE CH6 | SMU_4163_C1_S05 HI CH6 | F
| 1 | 2 | 3 | 4 | 5 | 6
| P171 | GP | SMU 4163 High Density
| 1 | 2 | 3 | 4 | 5 | 6
A | SMU_4163_C1_S05 HI CH12 | SMU_4163_C1_S05 HI SENSE CH12 | SMU_4163_C1_S05 HI CH15 | SMU_4163_C1_S05 SHLD GND | SMU_4163_C1_S05 HI SENSE CH23 | SMU_4163_C1_S05 HI CH23 | A
B | SMU_4163_C1_S05 HI CH13 | SMU_4163_C1_S05 HI SENSE CH13 | SMU_4163_C1_S05 HI SENSE CH15 |  | SMU_4163_C1_S05 HI SENSE CH22 | SMU_4163_C1_S05 HI CH22 | B
C | SMU_4163_C1_S05 HI CH14 | SMU_4163_C1_S05 HI SENSE CH14 | SMU_4163_C1_S05 LO | SMU_4163_C1_S05 LO | SMU_4163_C1_S05 LO SENSE CH18-23 |  | C
D |  | SMU_4163_C1_S05 LO SENSE CH12-17 | SMU_4163_C1_S05 LO | SMU_4163_C1_S05 LO | SMU_4163_C1_S05 HI SENSE CH20 | SMU_4163_C1_S05 HI CH20 | D
E | SMU_4163_C1_S05 HI CH16 | SMU_4163_C1_S05 HI SENSE CH16 |  | SMU_4163_C1_S05 HI SENSE CH21 | SMU_4163_C1_S05 HI SENSE CH19 | SMU_4163_C1_S05 HI CH19 | E
F | SMU_4163_C1_S05 HI CH17 | SMU_4163_C1_S05 HI SENSE CH17 | SMU_4163_C1_S05 SHLD GND | SMU_4163_C1_S05 HI CH21 | SMU_4163_C1_S05 HI SENSE CH18 | SMU_4163_C1_S05 HI CH18 | F
| 1 | 2 | 3 | 4 | 5 | 6
| P115 | GP | SMU 4163 High Density
| 1 | 2 | 3 | 4 | 5 | 6
A | SMU_4163_C3_S04 HI CH0 | SMU_4163_C3_S04 HI SENSE CH0 | SMU_4163_C3_S04 HI CH3 | SMU_4163_C3_S04 SHLD GND | SMU_4163_C3_S04 HI SENSE CH11 | SMU_4163_C3_S04 HI CH11 | A
B | SMU_4163_C3_S04 HI CH1 | SMU_4163_C3_S04 HI SENSE CH1 | SMU_4163_C3_S04 HI SENSE CH3 |  | SMU_4163_C3_S04 HI SENSE CH10 | SMU_4163_C3_S04 HI CH10 | B
C | SMU_4163_C3_S04 HI CH2 | SMU_4163_C3_S04 HI SENSE CH2 | SMU_4163_C3_S04 LO | SMU_4163_C3_S04 LO | SMU_4163_C3_S04 LO SENSE CH6-11 |  | C
D |  | SMU_4163_C3_S04 LO SENSE CH0-5 | SMU_4163_C3_S04 LO | SMU_4163_C3_S04 LO | SMU_4163_C3_S04 HI SENSE CH8 | SMU_4163_C3_S04 HI CH8 | D
E | SMU_4163_C3_S04 HI CH4 | SMU_4163_C3_S04 HI SENSE CH4 |  | SMU_4163_C3_S04 HI SENSE CH9 | SMU_4163_C3_S04 HI SENSE CH7 | SMU_4163_C3_S04 HI CH7 | E
F | SMU_4163_C3_S04 HI CH5 | SMU_4163_C3_S04 HI SENSE CH5 | SMU_4163_C3_S04 SHLD GND | SMU_4163_C3_S04 HI CH9 | SMU_4163_C3_S04 HI SENSE CH6 | SMU_4163_C3_S04 HI CH6 | F
| 1 | 2 | 3 | 4 | 5 | 6
| P119 | GP | SMU 4163 High Density
| 1 | 2 | 3 | 4 | 5 | 6
A | SMU_4163_C3_S04 HI CH12 | SMU_4163_C3_S04 HI SENSE CH12 | SMU_4163_C3_S04 HI CH15 | SMU_4163_C3_S04 SHLD GND | SMU_4163_C3_S04 HI SENSE CH23 | SMU_4163_C3_S04 HI CH23 | A
B | SMU_4163_C3_S04 HI CH13 | SMU_4163_C3_S04 HI SENSE CH13 | SMU_4163_C3_S04 HI SENSE CH15 |  | SMU_4163_C3_S04 HI SENSE CH22 | SMU_4163_C3_S04 HI CH22 | B
C | SMU_4163_C3_S04 HI CH14 | SMU_4163_C3_S04 HI SENSE CH14 | SMU_4163_C3_S04 LO | SMU_4163_C3_S04 LO | SMU_4163_C3_S04 LO SENSE CH18-23 |  | C
D |  | SMU_4163_C3_S04 LO SENSE CH12-17 | SMU_4163_C3_S04 LO | SMU_4163_C3_S04 LO | SMU_4163_C3_S04 HI SENSE CH20 | SMU_4163_C3_S04 HI CH20 | D
E | SMU_4163_C3_S04 HI CH16 | SMU_4163_C3_S04 HI SENSE CH16 |  | SMU_4163_C3_S04 HI SENSE CH21 | SMU_4163_C3_S04 HI SENSE CH19 | SMU_4163_C3_S04 HI CH19 | E
F | SMU_4163_C3_S04 HI CH17 | SMU_4163_C3_S04 HI SENSE CH17 | SMU_4163_C3_S04 SHLD GND | SMU_4163_C3_S04 HI CH21 | SMU_4163_C3_S04 HI SENSE CH18 | SMU_4163_C3_S04 HI CH18 | F
| 1 | 2 | 3 | 4 | 5 | 6
| P107 | GP | SMU 4163 High Density
| 1 | 2 | 3 | 4 | 5 | 6
A | SMU_4163_C3_S05 HI CH0 | SMU_4163_C3_S05 HI SENSE CH0 | SMU_4163_C3_S05 HI CH3 | SMU_4163_C3_S05 SHLD GND | SMU_4163_C3_S05 HI SENSE CH11 | SMU_4163_C3_S05 HI CH11 | A
B | SMU_4163_C3_S05 HI CH1 | SMU_4163_C3_S05 HI SENSE CH1 | SMU_4163_C3_S05 HI SENSE CH3 |  | SMU_4163_C3_S05 HI SENSE CH10 | SMU_4163_C3_S05 HI CH10 | B
C | SMU_4163_C3_S05 HI CH2 | SMU_4163_C3_S05 HI SENSE CH2 | SMU_4163_C3_S05 LO | SMU_4163_C3_S05 LO | SMU_4163_C3_S05 LO SENSE CH6-11 |  | C
D |  | SMU_4163_C3_S05 LO SENSE CH0-5 | SMU_4163_C3_S05 LO | SMU_4163_C3_S05 LO | SMU_4163_C3_S05 HI SENSE CH8 | SMU_4163_C3_S05 HI CH8 | D
E | SMU_4163_C3_S05 HI CH4 | SMU_4163_C3_S05 HI SENSE CH4 |  | SMU_4163_C3_S05 HI SENSE CH9 | SMU_4163_C3_S05 HI SENSE CH7 | SMU_4163_C3_S05 HI CH7 | E
F | SMU_4163_C3_S05 HI CH5 | SMU_4163_C3_S05 HI SENSE CH5 | SMU_4163_C3_S05 SHLD GND | SMU_4163_C3_S05 HI CH9 | SMU_4163_C3_S05 HI SENSE CH6 | SMU_4163_C3_S05 HI CH6 | F
| 1 | 2 | 3 | 4 | 5 | 6
| P111 | GP | SMU 4163 High Density
| 1 | 2 | 3 | 4 | 5 | 6
A | SMU_4163_C3_S05 HI CH12 | SMU_4163_C3_S05 HI SENSE CH12 | SMU_4163_C3_S05 HI CH15 | SMU_4163_C3_S05 SHLD GND | SMU_4163_C3_S05 HI SENSE CH23 | SMU_4163_C3_S05 HI CH23 | A
B | SMU_4163_C3_S05 HI CH13 | SMU_4163_C3_S05 HI SENSE CH13 | SMU_4163_C3_S05 HI SENSE CH15 |  | SMU_4163_C3_S05 HI SENSE CH22 | SMU_4163_C3_S05 HI CH22 | B
C | SMU_4163_C3_S05 HI CH14 | SMU_4163_C3_S05 HI SENSE CH14 | SMU_4163_C3_S05 LO | SMU_4163_C3_S05 LO | SMU_4163_C3_S05 LO SENSE CH18-23 |  | C
D |  | SMU_4163_C3_S05 LO SENSE CH12-17 | SMU_4163_C3_S05 LO | SMU_4163_C3_S05 LO | SMU_4163_C3_S05 HI SENSE CH20 | SMU_4163_C3_S05 HI CH20 | D
E | SMU_4163_C3_S05 HI CH16 | SMU_4163_C3_S05 HI SENSE CH16 |  | SMU_4163_C3_S05 HI SENSE CH21 | SMU_4163_C3_S05 HI SENSE CH19 | SMU_4163_C3_S05 HI CH19 | E
F | SMU_4163_C3_S05 HI CH17 | SMU_4163_C3_S05 HI SENSE CH17 | SMU_4163_C3_S05 SHLD GND | SMU_4163_C3_S05 HI CH21 | SMU_4163_C3_S05 HI SENSE CH18 | SMU_4163_C3_S05 HI CH18 | F
| 1 | 2 | 3 | 4 | 5 | 6
| P142 | GP | SMU 4139 High Precision
| 1 | 2 | 3 | 4 | 5 | 6
A | SMU_4139_C2_S13 HI SENSE CH0 | SMU_4139_C2_S13 HI CH0 |  |  | SMU_4139_C2_S14 HI CH0 | SMU_4139_C2_S14 HI SENSE CH0 | A
B |  | SMU_4139_C2_S13 GUARD |  |  | SMU_4139_C2_S14 GUARD |  | B
C | SMU_4139_C2_S13 LO CH0 | SMU_4139_C2_S13 LO SENSE CH0 | SMU_4139_C2_S13 SHLD GND | SMU_4139_C2_S14 SHLD GND | SMU_4139_C2_S14 LO SENSE CH0 | SMU_4139_C2_S14 LO CH0 | C
D | SMU_4139_C2_S16 LO CH0 | SMU_4139_C2_S16 LO SENSE CH0 | SMU_4139_C2_S16 SHLD GND | SMU_4139_C2_S15 SHLD GND | SMU_4139_C2_S15 LO SENSE CH0 | SMU_4139_C2_S15 LO CH0 | D
E |  | SMU_4139_C2_S16 GUARD |  |  | SMU_4139_C2_S15 GUARD |  | E
F | SMU_4139_C2_S16 HI SENSE CH0 | SMU_4139_C2_S16 HI CH0 |  |  | SMU_4139_C2_S15 HI CH0 | SMU_4139_C2_S15 HI SENSE CH0 | F
| 1 | 2 | 3 | 4 | 5 | 6
| P143 | GP | System Block
| 1 | 2 | 3 | 4 | 5 | 6
A | Testhead +48V | Testhead GND (48V) | Testhead +12V | DMM_4081_C2_S18 DMM LO SENSE | Testhead GND (CTRL) | Testhead I2C CLK | A
B | Testhead +48V | Testhead GND (48V) | Testhead +12V | DMM_4081_C2_S18 DMM HI SENSE | Testhead ID CLK | Testhead GND (CTRL) | B
C | PPS_4110_C2_S11 +6V | PPS_4110_C2_S11 GND (6V) | Testhead +12V | DMM_4081_C2_S18 DMM HI | Testhead ID DATA | Testhead I2C DATA | C
D | PPS_4110_C2_S11 +20V | PPS_4110_C2_S11 +20V/-20V COM | Testhead GND (12V) | DMM_4081_C2_S18 DMM COM (HI and I) | Testhead DIB INTERLOCK | Testhead GND (CTRL) | D
E | PPS_4110_C2_S11 -20V | PPS_4110_C2_S11 +20V/-20V COM | Testhead GND (12V) | DMM_4081_C2_S18 DMM I | Testhead TTL0 | Testhead TTL1 | E
F | Testhead STS Chassis GND | Testhead GND (12V) | Testhead GND (CTRL) | Testhead ID +5V | Testhead TTL2 | Testhead TTL3 | F
| 1 | 2 | 3 | 4 | 5 | 6

## Chassis 1.
Document released to manufacturing
Chassis 1. |  |  |  |  | System PN: 866332-01
PXIe-1095
| PXIe-8881 |  | PXIe-6571 |  | PXIe-4163 | PXIe-4163 |  | PXIe-5172 | PXIe-5172 | PXI-2567 |  |  |  | PXIe-4139 | PXIe-4139 | PXIe-4139 | PXIe-4139 | PXIe-6368 | PXIe-8394
|  | 1 | 2 | 3 | 4 | 5 | 6 | 7 | 8 | 9 | 10 | 11 | 12 | 13 | 14 | 15 | 16 | 17 | 18

## Chassis 2.
Document released to manufacturing
Chassis 2. |  |  |  | System PN: 866332-01
PXIe-1095
| PXIe-8398 | PXIe-6571 |  | PXIe-4163 | PXIe-4163 |  | PXIe-5172 | PXIe-5172 | PXI-2567 |  | PXI-4110 |  | PXIe-4139 | PXIe-4139 | PXIe-4139 | PXIe-4139 | PXIe-6368 | PXIe-4081
| 1 | 2 | 3 | 4 | 5 | 6 | 7 | 8 | 9 | 10 | 11 | 12 | 13 | 14 | 15 | 16 | 17 | 18

## Chassis 3.
Document released to manufacturing
Chassis 3. |  |  |  | System PN: 866332-01
PXIe-1095
| PXIe-8398 | PXIe-6571 |  | PXIe-4163 | PXIe-4163 | PXIe-4163 | PXIe-5172 | PXIe-5172 | PXI-2567 |  |  |  | PXIe-4137 | PXIe-4137 | PXIe-4137 | PXIe-4137 | PXIe-6368
| 1 | 2 | 3 | 4 | 5 | 6 | 7 | 8 | 9 | 10 | 11 | 12 | 13 | 14 | 15 | 16 | 17 | 18

## Chassis 4.
Document released to manufacturing
Chassis 4. |  |  |  | System PN: 866332-01
PXIe-1095
| PXIe-8398 | PXIe-6571 |  | PXIe-4163 | PXIe-4163 | PXIe-4163 | PXIe-5172 | PXIe-5172 | PXI-2567 |  |  |  | PXIe-4137 | PXIe-4137 | PXIe-4137 | PXIe-4137 |  | PXIe-6368
| 1 | 2 | 3 | 4 | 5 | 6 | 7 | 8 | 9 | 10 | 11 | 12 | 13 | 14 | 15 | 16 | 17 | 18